## Cover
RIIO-ED2 Cost Benefit Analysis template
Version: | 5
Summary
CBA is an important decision support tool as part of the justification for investment needs in RIIO-ED2, enabling the DNOs to demonstrate the proposals included in their business plan provide the optimum solution which demonstrates best value for consumers.

## Option summary
Option Summary
RIIO-ED2 Cost Benefit Analysis template
6/SSEPD/ENV/LOSSES
Purpose of CBA: describe the primary driver of the investment decision | [24 empty] | Adopted
Upgrading substations with key and additional measures to reduce losses and CO2 emissions. | [24 empty] | Rejected
If investment is to replace an existing asset / asset class, please state the condition of the asset / asset class (HI / CI etc.)
List below all options considered to meet the stated aim
Options considered / project name |  | Comment
Upgrade substations with key measures | TASS Option 1 over 12 years | Looks at upgrading substations with key measures to reduce losses and CO2 emissions. | Option 1 looks at upgrading substations with key measures to reduce losses and CO2 emissions. | Option 1 looks at upgrading substations with key measures to reduce losses and CO2 emissions.
Upgrade substations with key and additional measures | TASS Option 1 + 2 over 12 years | Looks at upgrading substations with key and additional measures to reduce losses and CO2 emissions. | Option 2 looks at upgrading substations with key and additional measures to reduce losses and CO2 emissions. | Option 2 looks at upgrading substations with key and additional measures to reduce losses and CO2 emissions.
List below the short list of those options which have been costed within this CBA workbook
Option no. | Options considered | Decision | Comment | For the chosen option only, provide detail of where CBA expenditure included in this CBA is reported in the BPDT pack. e.g. LV switchgear BPDT CV3 rows 15 to 22. | DNO spend within ED2 | NPVs based on payback periods
[6 empty] | 10 years | 20 years | 30 years | 45 years | Whole Life NPV | DNO view
1 | Upgrade substations with key measures | Rejected | Looks at upgrading substations with key measures to reduce losses and CO2 emissions. |  | -3.4873 | 0.4912 | 3.9685 | 6.6209 | 7.2727 | 7.5073
2 | Upgrade substations with key and additional measures | Adopted | Looks at upgrading substations with key and additional measures to reduce losses and CO2 emissions. | CV22 - Environmental Reporting | -3.5685 | 3.1643 | 12.0611 | 18.2129 | 20.4567 | 21.1525
3 | 0 |  | 0 |  | 0 | 0 | 0 | 0 | 0 | 0
4 | 0 |  | 0 |  | 0 | 0 | 0 | 0 | 0 | 0
5 |  |  | 0 |  | 0 | 0 | 0 | 0 | 0 | 0
Trend Graphs
Reflective of cost to consumers for options undertook. Delta shows the positive / negative NPV versus the option of lowest initial cost in ED2, to demonstrate potential value of spending in ED2 vs future periods.
If more options are costed, please copy Option 1 and workings 1 worksheets and add detail to the short list table above.
[14 empty] | 1 | 2 | 3 | 4 | 5 | 6 | 7 | 8 | 9 | 10 | 11 | 12 | 13 | 14 | 15 | 16 | 17 | 18 | 19 | 20 | 21 | 22 | 23 | 24 | 25 | 26 | 27 | 28 | 29 | 30 | 31 | 32 | 33 | 34 | 35 | 36 | 37 | 38 | 39 | 40 | 41 | 42 | 43 | 44 | 45
[12 empty] | ED1 Outlay | Year | 1: 2024; 10: 2033; 20: 2043; 30: 2053; 45: 2068
[11 empty] | 1 | -3.4873 | Upgrade substations with key measures | -0.18929 | -0.32314 | -0.40141 | -0.50258 | -0.70588 | -0.52269 | -0.29994 | -0.054583 | 0.20882 | 0.4912 | 0.78839 | 1.1013 | 1.4262 | 1.764 | 2.1112 | 2.4688 | 2.8335 | 3.2063 | 3.5843 | 3.9685 | 4.3561 | 4.748 | 5.142 | 5.5388 | 5.9362 | 6.3577 | 6.4283 | 6.4956 | 6.5598 | 6.6209 | 6.6792 | 6.735 | 6.7883 | 6.8394 | 6.8883 | 6.935 | 6.9797 | 7.0224 | 7.0633 | 7.1023 | 7.1396 | 7.1752 | 7.2092 | 7.2417 | 7.2727
[11 empty] | 2 | -3.5685 | Upgrade substations with key and additional measures | -0.19215 | -0.27677 | -0.25685 | -0.21933 | -0.20549 | 0.35177 | 0.99171 | 1.6784 | 2.402 | 3.1643 | 3.9564 | 4.78 | 5.627 | 6.4992 | 7.3893 | 8.299 | 9.2216 | 10.1589 | 11.1047 | 12.0611 | 13.0221 | 13.9899 | 14.9592 | 15.9318 | 16.3015 | 17.2959 | 17.5423 | 17.7769 | 18.0003 | 18.2129 | 18.4153 | 18.6088 | 18.7937 | 18.9704 | 19.1393 | 19.3005 | 19.4545 | 19.6015 | 19.7418 | 19.8756 | 20.0032 | 20.1249 | 20.2409 | 20.3514 | 20.4567
[14 empty] | 2024 | 0 | 0 | 0 | 0 | 0 | 0 | 0 | 0 | 2033 | 0 | 0 | 0 | 0 | 0 | 0 | 0 | 0 | 0 | 2043 | 0 | 0 | 0 | 0 | 0 | 0 | 0 | 0 | 0 | 2053 | 0 | 0 | 0 | 0 | 0 | 0 | 0 | 0 | 0 | 0 | 0 | 0 | 0 | 0 | 2068
[12 empty] | 1 | Do Minimum (Upgrade substations with key measures) | 0 | 0 | 0 | 0 | 0 | 0 | 0 | 0 | 0 | 0 | 0 | 0 | 0 | 0 | 0 | 0 | 0 | 0 | 0 | 0 | 0 | 0 | 0 | 0 | 0 | 0 | 0 | 0 | 0 | 0 | 0 | 0 | 0 | 0 | 0 | 0 | 0 | 0 | 0 | 0 | 0 | 0 | 0 | 0 | 0
[12 empty] | 2 | Upgrade substations with key and additional measures | -0.0028618 | 0.04637 | 0.14456 | 0.28325 | 0.50039 | 0.87446 | 1.2916 | 1.733 | 2.1932 | 2.6731 | 3.168 | 3.6786 | 4.2007 | 4.7352 | 5.278 | 5.8302 | 6.3881 | 6.9526 | 7.5204 | 8.0926 | 8.6661 | 9.2419 | 9.8172 | 10.393 | 10.3653 | 10.9382 | 11.114 | 11.2813 | 11.4405 | 11.592 | 11.7361 | 11.8738 | 12.0054 | 12.131 | 12.251 | 12.3655 | 12.4748 | 12.5791 | 12.6785 | 12.7733 | 12.8636 | 12.9497 | 13.0317 | 13.1097 | 13.184
Monetised Benefit Breakdowns
Comparison of expected benefits across the initial 45 year horizan (discounted for time value of money) to show how projects are expected to deliver value for consumers.
[14 empty] | Avoided DNO costs | Losses | CO2 associated with Losses | CI | CML | Change in emissions | Fatality | Major Injury | Oil Leakage
[13 empty] | Upgrade substations with key measures | 1: 7.4833; 2: 0; 3: 0; 4: 0; 5: 0; 6: 5.5961; 7: 0; 8: 0; 9: 0
[13 empty] | Upgrade substations with key and additional measures | 1: 16.213; 2: 0; 3: 0; 4: 0; 5: 0; 6: 11.1822; 7: 0; 8: 0; 9: 0
[13 empty] | 0 | 1: 0; 2: 0; 3: 0; 4: 0; 5: 0; 6: 0; 7: 0; 8: 0; 9: 0
[13 empty] | 0 | 1: 0; 2: 0; 3: 0; 4: 0; 5: 0; 6: 0; 7: 0; 8: 0; 9: 0

## Changes Log
Changes Log
RIIO-ED2 Cost Benefit Analysis template
For DNO and Ofgem to log changes that are made to the template
Date | Version | Amendment
2021-03-15 | 2 | Fixed Data - Inflation: Changed inflation assumptions and figures. Alignment to RIIO-ED2 PCFM Model and RIIO-ED2 BPDT Template
2021-03-15 | 2 | Fixed Data: Updated values due to inflation value changes
2021-03-15 | 2 | Option 1: Addition of Row 67 - Discounted RAV balance
2021-03-16 | 2 | Option 1: Row 69 Cost of Capital formula changed to incorporate discounted WACC
2021-03-16 | 2 | Option 1: Row 84 and 85 changed discount formulas (inc safety)
2021-03-16 | 2 | Option 1: Added column E "Pre RIIO-ED2 Costs"
2021-03-16 | 2 | Option 1: C9:C13 NPV formulas changed (added "Whole Life") NPV
2021-03-16 | 2 | Option 1: Added Row 35 Depn of 2023 additions
2021-03-17 | 3 | Option 1: Changed formula row 85 and 86. Example =IFERROR(IF(E16<($C$15-2023),1,IF((E16-($C$15-2023))>30,(D$85/(1+'Fixed Data'!$E$10)),(1/(1+'Fixed Data'!$E$9)^(E16-($C$15-2023))))),0) from =IFERROR(IF(E16<($C$15-2020),1,IF((E16-($C$15-2020))>30,(D$85/(1+'Fixed Data'!$E$10)),(1/(1+'Fixed Data'!$E$9)^(E16-($C$15-2020))))),0)
2021-03-22 | 4 | Applied CNAIM v2.0 safety multiplier (6.25) to E14 and E15
2021-03-22 | 4 | Options 1: C10,C11,C12,C13 formulas changed
2021-03-24 | 4 | Fixed data - Changed E15 and E16 formulas and addition of safety consquence factor parameter in E17
2021-03-24 | 4 | Options 1: Formula change in row 84
2021-03-24 | 4 | Options 1: Formula change in row 85
2021-03-24 | 4 | Options 1: Removed Column E "RIIO-ED2 Costs"
2021-03-30 | 5 | Baseline Scenario: Removed Column E "Pre-ED2 Costs"
2021-03-30 | 5 | Baseline Scenario and Option 1: Added additional cost categories (Whole System Costs)

## Guidance
Guidance
RIIO-ED2 Cost Benefit Analysis template
Guidance for CBA spreadsheet model
Tab | Instructions
Option summary | Provide a description of the stated aim / investment decision contained within this CBA analysis workbook, along with a list of options considered to meet the aim. Also include here the short list of options contained within this workbook which have been fully costed and specify which option has been adopted following CBA and included in your business plan submission.
Fixed data | Enter pre-tax WACC and prices consistent with your business plan
Baseline scenario | Enter costs and benefits associated with the baseline scenario. The baseline scenario represents status quo; that is the cost of business as usual in the absence of any investment intervention. Where business as usual is not an option i.e. an investment intervention of some kind is required DNOs should chose the option with the lowest investment to represent the baseline scenario.
Working baseline | Show any calculation used to derive the values in your baseline scenario
Option 1 | Enter costs and benefits over and above the baseline scenario i.e. the marginal or incremental costs / benefits of the option being considered. Enter capitalisation rates consistent with your business plan.
Working 1 | Show any calculation used to derive the values in your CBA
Colour code:
User populated cells
Fixed data
Summation formula
Other formula
The user should populate the light blue cells. All other cells are either fixed or auto-populated.
Enter costs / benefits in 2020 / 21 prices (£m).
Costs should be entered as negative values.
Benefits (i.e. avoided costs) should be entered a positive values.
Costs entered should correspond to values set out in company business plans i.e. should exclude RPEs and include ongoing efficiencies consistent with assumptions contained in your business plan submission.
Copy Option 1 worksheet & workings 1 for each CBA option and label these option 2 & workings 2 etc.
Where a 'do minimum option' exists, Option 1 should represent your 'do minimum' or 'reference scenario' e.g. do nothing, ongoing maintenance of existing asset or the option which requires the minimum investment .
Use the relevant Workings worksheet to demonstrate any calculation/information that can support the costs and benefits you have entered for each option. This is free fill and provides you with an opportunity to show additional underlying data you believe will assist Ofgem in evaluating/understanding your CBA.
Please highlight your chosen option by colouring the worksheet tab yellow.

## Fixed Data
Fixed Data
RIIO-ED2 Cost Benefit Analysis template
Decarbonisation of electricity assumption: Power sector emissions are anticipated to reduce to 10g/kWh by 2050. Assume a linear decarbonisation pathway from 2020/21 until 2050. Power sector emissions reduce by 0 g/kWh p.a. between now and 2030. Beyond 2050 keep emissions at 10g/kWh 1,000 kg = 1 tonne; 1,000 kWh = 1 MWh; 1 kg = 1,000g |  |  | Parameters
|  |  | pre-tax WACC | 3.01% | enter DNO specific pre-tax WACC figure |  |  |  | Losses (£/MWh) | 58.1712
|  |  | Discount Rate <= 30 years | 3.5% | HMRC Green Book (see Discount Factors spreadsheet 'Standard Discount Factors' tab | HMRC Green Book Link |  |  | Cost per litre oil (£/litre) | 43.3466
|  |  | Discount Rate > 30 years | 3% | HMRC Green Book (see Discount Factors spreadsheet 'Standard Discount Factors' tab | HMRC Green Book Link |  |  | CI (£s per interruption) | 18.5532
|  |  | Discount rate for safety <= 30 years | 1.5% | HMRC Green Book (see Discount Factors spreadsheet 'Health Discount Factors' tab | HMRC Green Book Link |  |  | CML (£s per minute lost) | 0.45252
|  |  | Discount rate for safety > 30 years | 1.286% | HMRC Green Book (see Discount Factors spreadsheet 'Health Discount Factors' tab | HMRC Green Book Link |  |  | FALSE
|  |  | Assumed Asset Life (Years) | 45
|  |  | Cost per Fatality (£m) | 11.3156 | 1.745 | £m (2018/19 prices) | Health and Safety Executive Link
|  |  | Cost per Non Fatal injury (£m) | 0.057064 | 0.0088 | £m (2018/19 prices) | Health and Safety Executive Link |  |  | 0.37667
|  |  | Safety Disproportion Factor | 6.25
[7 empty] | 1 | 2 | 3 | 4 | 5 | 6 | 7 | 8 | 9 | 10 | 11 | 12 | 13 | 14 | 15 | 16 | 17 | 18 | 19 | 20 | 21 | 22 | 23 | 24 | 25 | 26 | 27 | 28 | 29 | 30 | 31 | 32 | 33 | 34 | 35 | 36 | 37 | 38 | 39 | 40 | 41 | 42 | 43 | 44 | 45 | 46 | 47 | 48 | 49 | 50 | 51 | 52 | 53 | 54 | 55 | 56 | 57 | 58 | 59 | 60 | 61 | 62 | 63 | 64 | 65 | 66 | 67 | 68 | 69 | 70 | 71 | 72 | 73 | 74 | 75 | 76 | 77
Calendar Year | 2018 | 2019 | 2020 | 2021 | 2022 | 2023 | 2024 | 2025 | 2026 | 2027 | 2028 | 2029 | 2030 | 2031 | 2032 | 2033 | 2034 | 2035 | 2036 | 2037 | 2038 | 2039 | 2040 | 2041 | 2042 | 2043 | 2044 | 2045 | 2046 | 2047 | 2048 | 2049 | 2050 | 2051 | 2052 | 2053 | 2054 | 2055 | 2056 | 2057 | 2058 | 2059 | 2060 | 2061 | 2062 | 2063 | 2064 | 2065 | 2066 | 2067 | 2068 | 2069 | 2070 | 2071 | 2072 | 2073 | 2074 | 2075 | 2076 | 2077 | 2078 | 2079 | 2080 | 2081 | 2082 | 2083 | 2084 | 2085 | 2086 | 2087 | 2088 | 2089 | 2090 | 2091 | 2092 | 2093 | 2094 | 2095 | 2096 | 2097 | 2098 | 2099 | 2100
g CO2e per kWh (Defra) |  |  | 262.27 | 253.861 | 245.452 | 237.043 | 228.634 | 220.225 | 211.816 | 203.407 | 194.998 | 186.589 | 178.18 | 169.771 | 161.362 | 152.953 | 144.544 | 136.135 | 127.726 | 119.317 | 110.908 | 102.499 | 94.09 | 85.681 | 77.272 | 68.863 | 60.454 | 52.045 | 43.636 | 35.227 | 26.818 | 18.409 | 10 | 10 | 10 | 10 | 10 | 10 | 10 | 10 | 10 | 10 | 10 | 10 | 10 | 10 | 10 | 10 | 10 | 10 | 10 | 10 | 10 | 10 | 10 | 10 | 10 | 10 | 10 | 10 | 10 | 10 | 10 | 10 | 10 | 10 | 10 | 10 | 10 | 10 | 10 | 10 | 10 | 10 | 10 | 10 | 10 | 10 | 10 | 10 | 10 | 10 | 10
Traded carbon price (£/t 2017/18 prices) | 12.76 | 13.15 | 13.84 | 20.54 | 27.24 | 33.94 | 40.64 | 47.33 | 54.03 | 60.73 | 67.43 | 74.13 | 89.5953 | 98.5549 | 106.2345 | 115.194 | 122.8736 | 131.8331 | 139.5127 | 148.4723 | 156.1519 | 165.1114 | 172.791 | 181.7505 | 189.4301 | 198.3897 | 206.0693 | 215.0288 | 222.7084 | 231.6679 | 239.3475 | 248.3071 | 255.9867 | 264.9462 | 273.9057 | 282.8653 | 291.8248 | 299.5044 | 308.4639 | 317.4234 | 325.103 | 332.7826 | 340.4622 | 346.8619 | 353.2616 | 358.3813 | 363.501 | 368.6208 | 372.4606 | 376.3004 | 380.1402 | 382.7 | 385.2599 | 387.8198 | 390.3796 | 391.6596 | 392.9395 | 394.2194 | 394.2194 | 394.2194 | 392.9395 | 392.9395 | 391.6596 | 391.6596 | 390.3796 | 389.0997 | 387.8198 | 386.5398 | 383.98 | 381.4201 | 380.1402 | 376.3004 | 373.7405 | 372.4606 | 369.9007 | 366.0609 | 363.501 | 359.6612 | 357.1014 | 353.2616 | 350.7017 | 346.8619 | 343.0221
Traded carbon price (£/t 2020/21 prices) | 13.6434 | 14.0604 | 14.7982 | 21.9621 | 29.126 | 36.2898 | 43.4537 | 50.6069 | 57.7708 | 64.9347 | 72.0985 | 79.2624 | 95.7985 | 105.3783 | 113.5896 | 123.1695 | 131.3808 | 140.9606 | 149.1719 | 158.7518 | 166.9631 | 176.5429 | 184.7542 | 194.3341 | 202.5454 | 212.1252 | 220.3365 | 229.9164 | 238.1277 | 247.7075 | 255.9188 | 265.4987 | 273.7099 | 283.2898 | 292.8696 | 302.4495 | 312.0293 | 320.2406 | 329.8205 | 339.4003 | 347.6116 | 355.8229 | 364.0342 | 370.877 | 377.7197 | 383.1939 | 388.6681 | 394.1423 | 398.248 | 402.3536 | 406.4593 | 409.1964 | 411.9335 | 414.6706 | 417.4077 | 418.7762 | 420.1448 | 421.5133 | 421.5133 | 421.5133 | 420.1448 | 420.1448 | 418.7762 | 418.7762 | 417.4077 | 416.0391 | 414.6706 | 413.302 | 410.5649 | 407.8278 | 406.4593 | 402.3536 | 399.6165 | 398.248 | 395.5109 | 391.4052 | 388.6681 | 384.5625 | 381.8254 | 377.7197 | 374.9826 | 370.877 | 366.7713
Electricity GHG conversion factor (tonnes per MWh) | 0 | 0 | 0.26227 | 0.25386 | 0.24545 | 0.23704 | 0.22863 | 0.22023 | 0.21182 | 0.20341 | 0.195 | 0.18659 | 0.17818 | 0.16977 | 0.16136 | 0.15295 | 0.14454 | 0.13614 | 0.12773 | 0.11932 | 0.11091 | 0.1025 | 0.09409 | 0.085681 | 0.077272 | 0.068863 | 0.060454 | 0.052045 | 0.043636 | 0.035227 | 0.026818 | 0.018409 | 0.01 | 0.01 | 0.01 | 0.01 | 0.01 | 0.01 | 0.01 | 0.01 | 0.01 | 0.01 | 0.01 | 0.01 | 0.01 | 0.01 | 0.01 | 0.01 | 0.01 | 0.01 | 0.01 | 0.01 | 0.01 | 0.01 | 0.01 | 0.01 | 0.01 | 0.01 | 0.01 | 0.01 | 0.01 | 0.01 | 0.01 | 0.01 | 0.01 | 0.01 | 0.01 | 0.01 | 0.01 | 0.01 | 0.01 | 0.01 | 0.01 | 0.01 | 0.01 | 0.01 | 0.01 | 0.01 | 0.01 | 0.01 | 0.01 | 0.01 | 0.01
| Source: | [5 empty] | 7: Source:
| Updated short-term traded carbon values used for UK policy appraisal (2018) | [5 empty] | 7: Guidance on estimating carbon values beyond 2050
Note:
Source used for carbon values after 2030. Application of decarbonisation of electricity assumption. Values adjsuted to 2017/18 prices (column E)
8.409 | Source:
https://www.gov.uk/government/publications/greenhouse-gas-reporting-conversion-factors-2020
Carbon Valuation Link
Carbon Values Beyond 2050 (2008/2009 Prices) | [12 empty] | 70 | 77 | 83 | 90 | 96 | 103 | 109 | 116 | 122 | 129 | 135 | 142 | 148 | 155 | 161 | 168 | 174 | 181 | 187 | 194 | 200 | 207 | 214 | 221 | 228 | 234 | 241 | 248 | 254 | 260 | 266 | 271 | 276 | 280 | 284 | 288 | 291 | 294 | 297 | 299 | 301 | 303 | 305 | 306 | 307 | 308 | 308 | 308 | 307 | 307 | 306 | 306 | 305 | 304 | 303 | 302 | 300 | 298 | 297 | 294 | 292 | 291 | 289 | 286 | 284 | 281 | 279 | 276 | 274 | 271 | 268
Exclude societal benefits
Note on E16: Dheeraj Viswanath: Please specify safety consquence factor. A default factor of 6.25 has been applied aligned with CNAIM v2.1

## Fixed Data - Inflation
Fixed data - Inflation
RIIO-ED2 Cost Benefit Analysis template
Calendar Year | Regulatory Year | Average Index | Coversion from FY to 2017/18 | Conversion from FY to 2020/21 | Inverse Conversion from FY to 2020/21
2005 | 2004/05 | 188.15 | 1.4611 | 1.5623 | 0.64009
2006 | 2005/06 | 193.1083 | 1.4236 | 1.5222 | 0.65696
2007 | 2006/07 | 200.3167 | 1.3724 | 1.4674 | 0.68148
2008 | 2007/08 | 208.5917 | 1.3179 | 1.4092 | 0.70964
2009 | 2008/09 | 214.7833 | 1.2799 | 1.3685 | 0.7307
2010 | 2009/10 | 215.7667 | 1.2741 | 1.3623 | 0.73405
2011 | 2010/11 | 226.475 | 1.2139 | 1.2979 | 0.77048
2012 | 2011/12 | 237.3417 | 1.1583 | 1.2385 | 0.80744
2013 | 2012/13 | 244.675 | 1.1236 | 1.2014 | 0.83239
2014 | 2013/14 | 251.7333 | 1.0921 | 1.1677 | 0.85641
2015 | 2014/15 | 256.6667 | 1.0711 | 1.1452 | 0.87319
2016 | 2015/16 | 259.4333 | 1.0596 | 1.133 | 0.8826
2017 | 2016/17 | 264.9917 | 1.0374 | 1.1092 | 0.90151
2018 | 2017/18 | 274.9083 | 1 | 1.0692 | 0.93525
2019 | 2018/19 | 283.3083 | 0.97035 | 1.0375 | 0.96382
2020 | 2019/20 | 290.6417 | 0.94587 | 1.0114 | 0.98877
2021 | 2020/21 | 293.9417 | 0.93525 | 1 | 1
RIIO-ED2 PCFM
| 2005-03-31 | 2006-03-31 | 2007-03-31 | 2008-03-31 | 2009-03-31 | 2010-03-31 | 2011-03-31 | 2012-03-31 | 2013-03-31 | 2014-03-31 | 2015-03-31 | 2016-03-31 | 2017-03-31 | 2018-03-31 | 2019-03-31 | 2020-03-31 | 2021-03-31 | 2022-03-31 | 2023-03-31 | 2024-03-31 | 2025-03-31 | 2026-03-31 | 2027-03-31 | 2028-03-31
Calendar year | 2005 | 2006 | 2007 | 2008 | 2009 | 2010 | 2011 | 2012 | 2013 | 2014 | 2015 | 2016 | 2017 | 2018 | 2019 | 2020 | 2021 | 2022 | 2023 | 2024 | 2025 | 2026 | 2027 | 2028
Outturn/Forecast (financial year average inflation) | OUTTURN | OUTTURN | OUTTURN | OUTTURN | OUTTURN | OUTTURN | OUTTURN | OUTTURN | OUTTURN | OUTTURN | OUTTURN | OUTTURN | OUTTURN | OUTTURN | OUTTURN | OUTTURN | FORECAST | FORECAST | FORECAST | FORECAST | FORECAST | FORECAST | FORECAST | FORECAST
Retail Prices Index (financial year average) | 188.15 | 193.1083 | 200.3167 | 208.5917 | 214.7833 | 215.7667 | 226.475 | 237.3417 | 244.675 | 251.7333 | 256.6667 | 259.4333 | 264.9917 | 274.9083 | 283.3083 | 290.6417 | 293.9417 | 297.6129 | 303.158 | 311.2859 | 320.569 | 330.1701 | 340.0747 | 350.2769
RPI inflation (financial year average) | 3.11% | 2.635% | 3.733% | 4.131% | 2.968% | 0.4578% | 4.963% | 4.798% | 3.09% | 2.885% | 1.96% | 1.078% | 2.142% | 3.742% | 3.056% | 2.588% | 1.135% | 1.249% | 1.863% | 2.681% | 2.982% | 2.995% | 3% | 3%
Consumer Prices Index incl. owner occupiers’ housing costs (financial year average) | 78.125 | 79.825 | 81.9167 | 83.825 | 86.8583 | 88.4333 | 90.9083 | 94.3083 | 96.5833 | 98.6 | 99.725 | 100.1667 | 101.5417 | 104.2167 | 106.4333 | 108.2417 | 109.0931 | 110.3335 | 112.0964 | 114.0927 | 116.2983 | 118.6202 | 120.9926 | 123.4124
CPIH inflation (financial year average) | 1.494% | 2.176% | 2.62% | 2.33% | 3.619% | 1.813% | 2.799% | 3.74% | 2.412% | 2.088% | 1.141% | 0.4429% | 1.373% | 2.634% | 2.127% | 1.699% | 0.7866% | 1.137% | 1.598% | 1.781% | 1.933% | 1.997% | 2% | 2%
Combined RPI-CPIH price index (financial year average) | 188.15 | 193.1083 | 200.3167 | 208.5917 | 214.7833 | 215.7667 | 226.475 | 237.3417 | 244.675 | 251.7333 | 256.6667 | 259.4333 | 264.9917 | 274.9083 | 283.3083 | 290.6417 | 293.9417 | 297.6129 | 303.158 | 309.6688 | 315.655 | 321.9572 | 328.3962 | 334.9641
Combined RPI-CPIH inflation (financial year average) | 3.11% | 2.635% | 3.733% | 4.131% | 2.968% | 0.4578% | 4.963% | 4.798% | 3.09% | 2.885% | 1.96% | 1.078% | 2.142% | 3.742% | 3.056% | 2.588% | 1.135% | 1.249% | 1.863% | 2.148% | 1.933% | 1.997% | 2% | 2%
Combined RPI-CPIH real to nominal prices conversion factor | 0.64009 | 0.65696 | 0.68148 | 0.70964 | 0.7307 | 0.73405 | 0.77048 | 0.80744 | 0.83239 | 0.85641 | 0.87319 | 0.8826 | 0.90151 | 0.93525 | 0.96382 | 0.98877 | 1 | 1.0125 | 1.0314 | 1.0535 | 1.0739 | 1.0953 | 1.1172 | 1.1396
Long term CPIH inflation forecast | bar: 2024-03-31 to 2028-03-31

## Risk Register
Risk Register
RIIO-ED2 Cost Benefit Analysis template

## Baseline Scenario (hidden)
Baseline Scenario
RIIO-ED2 Cost Benefit Analysis template
| CBA Option 1 - Option 1 | Baseline Scenario
|  |  |  | RIIO-ED2 |  |  |  |  | RIIO-ED3 |  |  |  |  | RIIO-ED4 |  |  |  |  | RIIO-ED5 |  |  |  |  | RIIO-ED6 |  |  |  |  | RIIO-ED7 |  |  |  | RIIO-ED8 |  |  |  | RIIO-ED9 |  |  |  | RIIO-ED10 |  |  |  | RIIO-ED11 |  |  |  | RIIO-ED12 |  |  |  | RIIO-ED13
|  |  | 0 | 1 | 2 | 3 | 4 | 5 | 6 | 7 | 8 | 9 | 10 | 11 | 12 | 13 | 14 | 15 | 16 | 17 | 18 | 19 | 20 | 21 | 22 | 23 | 24 | 25 | 26 | 27 | 28 | 29 | 30 | 31 | 32 | 33 | 34 | 35 | 36 | 37 | 38 | 39 | 40 | 41 | 42 | 43 | 44 | 45 | 46 | 47 | 48 | 49 | 50 | 51 | 52 | 53
|  | Calculation | Units | 2024 | 2025 | 2026 | 2027 | 2028 | 2029 | 2030 | 2031 | 2032 | 2033 | 2034 | 2035 | 2036 | 2037 | 2038 | 2039 | 2040 | 2041 | 2042 | 2043 | 2044 | 2045 | 2046 | 2047 | 2048 | 2049 | 2050 | 2051 | 2052 | 2053 | 2054 | 2055 | 2056 | 2057 | 2058 | 2059 | 2060 | 2061 | 2062 | 2063 | 2064 | 2065 | 2066 | 2067 | 2068 | 2069 | 2070 | 2071 | 2072 | 2073 | 2074 | 2075 | 2076
Investment | Inspections & Maintenance | [Add notes here] | bar: 0 to RIIO-ED13 53
| Asset Replacement | [Add notes here] | bar: 0 to RIIO-ED13 53
| Please specify | [Add notes here] | bar: 0 to RIIO-ED13 53
| Please specify | [Add notes here] | bar: 0 to RIIO-ED13 53
| Please specify | [Add notes here] | bar: 0 to RIIO-ED13 53
| Total investment | [Add notes here] | £m | 0 | 0 | 0 | 0 | 0 | 0 | 0 | 0 | 0 | 0 | 0 | 0 | 0 | 0 | 0 | 0 | 0 | 0 | 0 | 0 | 0 | 0 | 0 | 0 | 0 | 0 | 0 | 0 | 0 | 0 | 0 | 0 | 0 | 0 | 0 | 0 | 0 | 0 | 0 | 0 | 0 | 0 | 0 | 0 | 0 | 0 | 0 | 0 | 0 | 0 | 0 | 0 | 0
Societal costs (£m) | Losses |  | £m | 0 | 0 | 0 | 0 | 0 | 0 | 0 | 0 | 0 | 0 | 0 | 0 | 0 | 0 | 0 | 0 | 0 | 0 | 0 | 0 | 0 | 0 | 0 | 0 | 0 | 0 | 0 | 0 | 0 | 0 | 0 | 0 | 0 | 0 | 0 | 0 | 0 | 0 | 0 | 0 | 0 | 0 | 0 | 0 | 0 | 0 | 0 | 0 | 0 | 0 | 0 | 0 | 0
| CO2e associated with losses |  | £m | 0 | 0 | 0 | 0 | 0 | 0 | 0 | 0 | 0 | 0 | 0 | 0 | 0 | 0 | 0 | 0 | 0 | 0 | 0 | 0 | 0 | 0 | 0 | 0 | 0 | 0 | 0 | 0 | 0 | 0 | 0 | 0 | 0 | 0 | 0 | 0 | 0 | 0 | 0 | 0 | 0 | 0 | 0 | 0 | 0 | 0 | 0 | 0 | 0 | 0 | 0 | 0 | 0
| Customer interruptions (CI) |  | £m | 0 | 0 | 0 | 0 | 0 | 0 | 0 | 0 | 0 | 0 | 0 | 0 | 0 | 0 | 0 | 0 | 0 | 0 | 0 | 0 | 0 | 0 | 0 | 0 | 0 | 0 | 0 | 0 | 0 | 0 | 0 | 0 | 0 | 0 | 0 | 0 | 0 | 0 | 0 | 0 | 0 | 0 | 0 | 0 | 0 | 0 | 0 | 0 | 0 | 0 | 0 | 0 | 0
| Customer minutes lost (CML) |  | £m | 0 | 0 | 0 | 0 | 0 | 0 | 0 | 0 | 0 | 0 | 0 | 0 | 0 | 0 | 0 | 0 | 0 | 0 | 0 | 0 | 0 | 0 | 0 | 0 | 0 | 0 | 0 | 0 | 0 | 0 | 0 | 0 | 0 | 0 | 0 | 0 | 0 | 0 | 0 | 0 | 0 | 0 | 0 | 0 | 0 | 0 | 0 | 0 | 0 | 0 | 0 | 0 | 0
| Other GHG emissions (CO2e) i.e. not associated with losses |  | £m | 0 | 0 | 0 | 0 | 0 | 0 | 0 | 0 | 0 | 0 | 0 | 0 | 0 | 0 | 0 | 0 | 0 | 0 | 0 | 0 | 0 | 0 | 0 | 0 | 0 | 0 | 0 | 0 | 0 | 0 | 0 | 0 | 0 | 0 | 0 | 0 | 0 | 0 | 0 | 0 | 0 | 0 | 0 | 0 | 0 | 0 | 0 | 0 | 0 | 0 | 0 | 0 | 0
| Fatality |  | £m | 0 | 0 | 0 | 0 | 0 | 0 | 0 | 0 | 0 | 0 | 0 | 0 | 0 | 0 | 0 | 0 | 0 | 0 | 0 | 0 | 0 | 0 | 0 | 0 | 0 | 0 | 0 | 0 | 0 | 0 | 0 | 0 | 0 | 0 | 0 | 0 | 0 | 0 | 0 | 0 | 0 | 0 | 0 | 0 | 0 | 0 | 0 | 0 | 0 | 0 | 0 | 0 | 0
| Major injury |  | £m | 0 | 0 | 0 | 0 | 0 | 0 | 0 | 0 | 0 | 0 | 0 | 0 | 0 | 0 | 0 | 0 | 0 | 0 | 0 | 0 | 0 | 0 | 0 | 0 | 0 | 0 | 0 | 0 | 0 | 0 | 0 | 0 | 0 | 0 | 0 | 0 | 0 | 0 | 0 | 0 | 0 | 0 | 0 | 0 | 0 | 0 | 0 | 0 | 0 | 0 | 0 | 0 | 0
| Oil leakage |  | £m | 0 | 0 | 0 | 0 | 0 | 0 | 0 | 0 | 0 | 0 | 0 | 0 | 0 | 0 | 0 | 0 | 0 | 0 | 0 | 0 | 0 | 0 | 0 | 0 | 0 | 0 | 0 | 0 | 0 | 0 | 0 | 0 | 0 | 0 | 0 | 0 | 0 | 0 | 0 | 0 | 0 | 0 | 0 | 0 | 0 | 0 | 0 | 0 | 0 | 0 | 0 | 0 | 0
| Other 1 (specify) | [Add notes here] | bar: 0 to RIIO-ED13 53
| Other 2 (specify) | [Add notes here] | bar: 0 to RIIO-ED13 53
| Other 3 (specify) | [Add notes here] | bar: 0 to RIIO-ED13 53
| Total societal net benefits |  | £m | 0 | 0 | 0 | 0 | 0 | 0 | 0 | 0 | 0 | 0 | 0 | 0 | 0 | 0 | 0 | 0 | 0 | 0 | 0 | 0 | 0 | 0 | 0 | 0 | 0 | 0 | 0 | 0 | 0 | 0 | 0 | 0 | 0 | 0 | 0 | 0 | 0 | 0 | 0 | 0 | 0 | 0 | 0 | 0 | 0 | 0 | 0 | 0 | 0 | 0 | 0 | 0 | 0
Non-DNO (eg societal) benefits
Societal costs | Reduced losses |  | 0: MWh
| Reduced emissions associated with losses |  | tCO2e | 0 | 0 | 0 | 0 | 0 | 0 | 0 | 0 | 0 | 0 | 0 | 0 | 0 | 0 | 0 | 0 | 0 | 0 | 0 | 0 | 0 | 0 | 0 | 0 | 0 | 0 | 0 | 0 | 0 | 0 | 0 | 0 | 0 | 0 | 0 | 0 | 0 | 0 | 0 | 0 | 0 | 0 | 0 | 0 | 0 | 0 | 0 | 0 | 0 | 0 | 0 | 0 | 0
| Reduced number of customers interrupted |  | 0: no.
| Reduced customer minutes lost |  | 0: Mins
| Reduced emissions (not associated with losses)1 |  | 0: tCO2e
Reduced probability of fatality2 | bar: 0 to RIIO-ED13 53
Reduced probability of major injury2 | bar: 0 to RIIO-ED13 53
| Reduced oil leakage |  | 0: Litres
Monetised Risk - Memo Line | bar: 0 to RIIO-ED13 53
1 | Includes all GHG not associated with losses e.g. SF6 converted to tCO2e using Defra conversion factors
http://www.defra.gov.uk/publications/2012/05/30/pb13773-2012-ghg-conversion/
Where losses are entered in terms of MWh, the CO2e associated with those losses will be calculated based on an assumed GHG conversion factor. The tCO2e are monetised using DECC traded carbon values.
All other GHG emissions not associated with losses should be entered in row 33 to avoid double counting.
2 | http://www.hse.gov.uk/risk/theory/alarpcheck.htm
Please specify
Asset Replacement
Atypicals Non Sev Weather
Atypicals Non Sev Weather (excluded from Totex)
Atypicals Non Sev Weather (Non Price Control)
Blackstart
BT21CN
Civil Works Condition Driven
Closely Associated Indirects
Connection costs outside of the price control
Connections within the price control
Core BS
Core CAI
De Minimis
Directly remunerated services (excluding connections, other consented activities, legacy meters and de minimis)
Dismantlement
Diversions (Excluding Rail Electrification)
Diversions (Rail Electrification)
Environmental Reporting
Fault Level Reinforcement
Faults
Flood Mitigation
High Value Projects DPCR5
High Value Projects RIIO-ED1
High Value Projects RIIO-ED2
IFI & LCN Fund
Innovation in ED2 (NEW)
Inspections
Inspections & Maintenance
IT and Telecoms (Non-Op)
IT& Telecoms (Business Support)
Legacy meters
Legal & Safety
Losses
Monitoring equipment (Secondary Network)
Network Innovation Allowance (NIA)
Network Innovation Competition (NIC)
Network Operating Costs
New Transmission Capacity Charges
ONIs
Operational IT and telecoms
Operational Training (CAI)
Other consented Activities
Other costs within Price Control
Other Non Activity Based Costs
Out of Area Networks
Overhead Line Clearances
Pass through
Physical Security
Property (Non-Op)
Property Mgt
QoS & North of Scotland Resilience
Refurbishment non NARM
Refurbishment NARM
Reinforcement (Primary Network)
Reinforcement (Secondary Network)
Remote Generation Opex
Repair and Maintenance
Rising and Lateral Mains
Severe Weather 1 in 20
Shetland
Small Tools and Equipment
Smart Metering Roll Out
Smart Meters
Substation Electricity
Tree Cutting
Vehicles and Transport (CAI)
Vehicles and Transport (Non-Op)
Visual Amenity
Wayleaves
Worst Served Customers
Whole Systems Cost - Other Electricity Distribution Licensees
Whole Systems Cost - Electricity Transmission Licensees
Note on B44: Dheeraj Viswanath: This line records the total monetised risk of the modelled scenario. It acts as a cross-reference between the CBA and NARM BPDTs and should not directly link to any formulas in the CBA analysis above.

## Workings baseline (hidden)
Baseline Scenario
RIIO-ED2 Cost Benefit Analysis template
Workings / assumptions used for costing Baseline
Use this sheet to provide details of assumptions and calculation methodology used in CBA model

## Option 1
Option 1
RIIO-ED2 Cost Benefit Analysis template
| Upgrade substations with key measures | Looks at upgrading substations with key measures to reduce losses and CO2 emissions.
| Term (years from first year of RIIO-ED2) | NPV (£m)
| 10 | 0.4912
| 20 | 3.9685
| 30 | 6.6209
| 45 | 7.2727
| 48 | 7.5073
| First year of investment out flow | 2024 |  | RIIO-ED2 |  |  |  |  | RIIO-ED3 |  |  |  |  | RIIO-ED4 |  |  |  |  | RIIO-ED5 |  |  |  |  | RIIO-ED6 |  |  |  |  | RIIO-ED7 |  |  |  | RIIO-ED8 |  |  |  | RIIO-ED9 |  |  |  | RIIO-ED10 |  |  |  | RIIO-ED11 |  |  |  | RIIO-ED12 |  |  |  | RIIO-ED13
|  |  | 0 | 1 | 2 | 3 | 4 | 5 | 6 | 7 | 8 | 9 | 10 | 11 | 12 | 13 | 14 | 15 | 16 | 17 | 18 | 19 | 20 | 21 | 22 | 23 | 24 | 25 | 26 | 27 | 28 | 29 | 30 | 31 | 32 | 33 | 34 | 35 | 36 | 37 | 38 | 39 | 40 | 41 | 42 | 43 | 44 | 45 | 46 | 47 | 48 | 49 | 50 | 51 | 52 | 53
|  | Calculation | Units | 2024 | 2025 | 2026 | 2027 | 2028 | 2029 | 2030 | 2031 | 2032 | 2033 | 2034 | 2035 | 2036 | 2037 | 2038 | 2039 | 2040 | 2041 | 2042 | 2043 | 2044 | 2045 | 2046 | 2047 | 2048 | 2049 | 2050 | 2051 | 2052 | 2053 | 2054 | 2055 | 2056 | 2057 | 2058 | 2059 | 2060 | 2061 | 2062 | 2063 | 2064 | 2065 | 2066 | 2067 | 2068 | 2069 | 2070 | 2071 | 2072 | 2073 | 2074 | 2075 | 2076
Investment | Environmental Reporting | SHEPD CAPEX related costs | 0: £m; RIIO-ED2 1: -0.037398; RIIO-ED2 2: -0.036127; RIIO-ED2 3: -0.034599; RIIO-ED2 4: -0.3604; RIIO-ED2 5: 0
| Environmental Reporting | SEPD CAPEX related costs | 0: £m; RIIO-ED2 1: -0.40067; RIIO-ED2 2: -0.33025; RIIO-ED2 3: -0.25721; RIIO-ED2 4: -0.12583; RIIO-ED2 5: -1.0443
| Property Mgt | SHEPD ongoing OPEX | { | -0.028486 | -0.028486 | -0.028486 | -0.028486 | -0.028486 | -0.028486 | -0.028486 | -0.028486 | -0.028486 | -0.028486 | -0.028486 | -0.028486 | -0.028486 | -0.028486 | -0.028486 | -0.028486 | -0.028486 | -0.028486 | -0.028486 | -0.028486 | -0.028486 | -0.028486 | -0.028486 | -0.028486 | -0.028486 | 0 | 0 | 0 | 0 | 0 | 0 | 0 | 0 | 0 | 0 | 0 | 0 | 0 | 0 | 0 | 0 | 0 | 0 | 0 | 0 | 0 | 0 | 0 | 0 | 0 | 0 | 0 | 0
| Property Mgt | SHEPD ongoing OPEX | £m | -0.14361 | -0.14361 | -0.14361 | -0.14361 | -0.14361 | -0.14361 | -0.14361 | -0.14361 | -0.14361 | -0.14361 | -0.14361 | -0.14361 | -0.14361 | -0.14361 | -0.14361 | -0.14361 | -0.14361 | -0.14361 | -0.14361 | -0.14361 | -0.14361 | -0.14361 | -0.14361 | -0.14361 | -0.14361 | 0 | 0 | 0 | 0 | 0 | 0 | 0 | 0 | 0 | 0 | 0 | 0 | 0 | 0 | 0 | 0 | 0 | 0 | 0 | 0 | 0 | 0 | 0 | 0 | 0 | 0 | 0 | 0
| Please Specify | [Add notes here] | bar: 0 to RIIO-ED13 53
| Total investment |  | £m | -0.61016 | -0.53847 | -0.4639 | -0.65832 | -1.2164 | -0.17209 | -0.17209 | -0.17209 | -0.17209 | -0.17209 | -0.17209 | -0.17209 | -0.17209 | -0.17209 | -0.17209 | -0.17209 | -0.17209 | -0.17209 | -0.17209 | -0.17209 | -0.17209 | -0.17209 | -0.17209 | -0.17209 | -0.17209 | 0 | 0 | 0 | 0 | 0 | 0 | 0 | 0 | 0 | 0 | 0 | 0 | 0 | 0 | 0 | 0 | 0 | 0 | 0 | 0 | 0 | 0 | 0 | 0 | 0 | 0 | 0 | 0
Avoided DNO costs | Inspections & Maintenance | bar: 0 to RIIO-ED13 53
Asset Replacement | bar: 0 to RIIO-ED13 53
| Property Mgt | SHEPD property efficiency savings | £m |  | 0.0070259 | 0.013768 | 0.02017 | 0.087401 | 0.087401 | 0.087401 | 0.087401 | 0.087401 | 0.087401 | 0.087401 | 0.087401 | 0.087401 | 0.087401 | 0.087401 | 0.087401 | 0.087401 | 0.087401 | 0.087401 | 0.087401 | 0.087401 | 0.087401 | 0.087401 | 0.087401 | 0.087401 | 0.087401 | 0 | 0 | 0 | 0 | 0 | 0 | 0 | 0 | 0 | 0 | 0 | 0 | 0 | 0 | 0 | 0 | 0 | 0 | 0 | 0 | 0 | 0 | 0 | 0 | 0 | 0 | 0
| Property Mgt | SEPD property efficiency savings | £m |  | 0.084103 | 0.1525 | 0.20461 | 0.22741 | 0.44061 | 0.44061 | 0.44061 | 0.44061 | 0.44061 | 0.44061 | 0.44061 | 0.44061 | 0.44061 | 0.44061 | 0.44061 | 0.44061 | 0.44061 | 0.44061 | 0.44061 | 0.44061 | 0.44061 | 0.44061 | 0.44061 | 0.44061 | 0.44061 | 0 | 0 | 0 | 0 | 0 | 0 | 0 | 0 | 0 | 0 | 0 | 0 | 0 | 0 | 0 | 0 | 0 | 0 | 0 | 0 | 0 | 0 | 0 | 0 | 0 | 0 | 0
| Please specify | [Add notes here] | bar: 0 to RIIO-ED13 53
| Please specify | [Add notes here] | bar: 0 to RIIO-ED13 53
| Total avoided DNO costs |  | £m | 0 | 0.091129 | 0.16627 | 0.22477 | 0.31481 | 0.52801 | 0.52801 | 0.52801 | 0.52801 | 0.52801 | 0.52801 | 0.52801 | 0.52801 | 0.52801 | 0.52801 | 0.52801 | 0.52801 | 0.52801 | 0.52801 | 0.52801 | 0.52801 | 0.52801 | 0.52801 | 0.52801 | 0.52801 | 0.52801 | 0 | 0 | 0 | 0 | 0 | 0 | 0 | 0 | 0 | 0 | 0 | 0 | 0 | 0 | 0 | 0 | 0 | 0 | 0 | 0 | 0 | 0 | 0 | 0 | 0 | 0 | 0
| Total DNO net benefits before capitalisation | (1) = investment + DNO benefits | £m | -0.61016 | -0.44734 | -0.29763 | -0.43355 | -0.90162 | 0.35592 | 0.35592 | 0.35592 | 0.35592 | 0.35592 | 0.35592 | 0.35592 | 0.35592 | 0.35592 | 0.35592 | 0.35592 | 0.35592 | 0.35592 | 0.35592 | 0.35592 | 0.35592 | 0.35592 | 0.35592 | 0.35592 | 0.35592 | 0.52801 | 0 | 0 | 0 | 0 | 0 | 0 | 0 | 0 | 0 | 0 | 0 | 0 | 0 | 0 | 0 | 0 | 0 | 0 | 0 | 0 | 0 | 0 | 0 | 0 | 0 | 0 | 0
| Capitalisation rates | (2) | % | 70% | 70% | 70% | 70% | 70% | 70% | 70% | 70% | 70% | 70% | 70% | 70% | 70% | 70% | 70% | 70% | 70% | 70% | 70% | 70% | 70% | 70% | 70% | 70% | 70% | 70% | 70% | 70% | 70% | 70% | 70% | 70% | 70% | 70% | 70% | 70% | 70% | 70% | 70% | 70% | 70% | 70% | 70% | 70% | 70%
| Capitalised investment | (3)=(1)x(2) | £m | -0.42711 | -0.31314 | -0.20834 | -0.30348 | -0.63114 | 0.24914 | 0.24914 | 0.24914 | 0.24914 | 0.24914 | 0.24914 | 0.24914 | 0.24914 | 0.24914 | 0.24914 | 0.24914 | 0.24914 | 0.24914 | 0.24914 | 0.24914 | 0.24914 | 0.24914 | 0.24914 | 0.24914 | 0.24914 | 0.36961 | 0 | 0 | 0 | 0 | 0 | 0 | 0 | 0 | 0 | 0 | 0 | 0 | 0 | 0 | 0 | 0 | 0 | 0 | 0
| Investment to be expensed | (4)=(1)-(3) | £m | -0.18305 | -0.1342 | -0.089288 | -0.13006 | -0.27049 | 0.10677 | 0.10677 | 0.10677 | 0.10677 | 0.10677 | 0.10677 | 0.10677 | 0.10677 | 0.10677 | 0.10677 | 0.10677 | 0.10677 | 0.10677 | 0.10677 | 0.10677 | 0.10677 | 0.10677 | 0.10677 | 0.10677 | 0.10677 | 0.1584 | 0 | 0 | 0 | 0 | 0 | 0 | 0 | 0 | 0 | 0 | 0 | 0 | 0 | 0 | 0 | 0 | 0 | 0 | 0
| Depn of 2024 additions | (5)2024=(3)2024*Dep_ratet | £m |  | -0.0094913 | -0.0094913 | -0.0094913 | -0.0094913 | -0.0094913 | -0.0094913 | -0.0094913 | -0.0094913 | -0.0094913 | -0.0094913 | -0.0094913 | -0.0094913 | -0.0094913 | -0.0094913 | -0.0094913 | -0.0094913 | -0.0094913 | -0.0094913 | -0.0094913 | -0.0094913 | -0.0094913 | -0.0094913 | -0.0094913 | -0.0094913 | -0.0094913 | -0.0094913 | -0.0094913 | -0.0094913 | -0.0094913 | -0.0094913 | -0.0094913 | -0.0094913 | -0.0094913 | -0.0094913 | -0.0094913 | -0.0094913 | -0.0094913 | -0.0094913 | -0.0094913 | -0.0094913 | -0.0094913 | -0.0094913 | -0.0094913 | -0.0094913 | -0.0094913
| Depn of 2025 additions | (5)2025=(3)2025*Dep_ratet | £m |  |  | -0.0069586 | -0.0069586 | -0.0069586 | -0.0069586 | -0.0069586 | -0.0069586 | -0.0069586 | -0.0069586 | -0.0069586 | -0.0069586 | -0.0069586 | -0.0069586 | -0.0069586 | -0.0069586 | -0.0069586 | -0.0069586 | -0.0069586 | -0.0069586 | -0.0069586 | -0.0069586 | -0.0069586 | -0.0069586 | -0.0069586 | -0.0069586 | -0.0069586 | -0.0069586 | -0.0069586 | -0.0069586 | -0.0069586 | -0.0069586 | -0.0069586 | -0.0069586 | -0.0069586 | -0.0069586 | -0.0069586 | -0.0069586 | -0.0069586 | -0.0069586 | -0.0069586 | -0.0069586 | -0.0069586 | -0.0069586 | -0.0069586 | -0.0069586 | -0.0069586
| Depn of 2026 additions | (5)2026=(3)2026*Dep_ratet | £m |  |  |  | -0.0046298 | -0.0046298 | -0.0046298 | -0.0046298 | -0.0046298 | -0.0046298 | -0.0046298 | -0.0046298 | -0.0046298 | -0.0046298 | -0.0046298 | -0.0046298 | -0.0046298 | -0.0046298 | -0.0046298 | -0.0046298 | -0.0046298 | -0.0046298 | -0.0046298 | -0.0046298 | -0.0046298 | -0.0046298 | -0.0046298 | -0.0046298 | -0.0046298 | -0.0046298 | -0.0046298 | -0.0046298 | -0.0046298 | -0.0046298 | -0.0046298 | -0.0046298 | -0.0046298 | -0.0046298 | -0.0046298 | -0.0046298 | -0.0046298 | -0.0046298 | -0.0046298 | -0.0046298 | -0.0046298 | -0.0046298 | -0.0046298 | -0.0046298 | -0.0046298
| Depn of 2027 additions | (5)2027=(3)2027*Dep_ratet | £m |  |  |  |  | -0.0067441 | -0.0067441 | -0.0067441 | -0.0067441 | -0.0067441 | -0.0067441 | -0.0067441 | -0.0067441 | -0.0067441 | -0.0067441 | -0.0067441 | -0.0067441 | -0.0067441 | -0.0067441 | -0.0067441 | -0.0067441 | -0.0067441 | -0.0067441 | -0.0067441 | -0.0067441 | -0.0067441 | -0.0067441 | -0.0067441 | -0.0067441 | -0.0067441 | -0.0067441 | -0.0067441 | -0.0067441 | -0.0067441 | -0.0067441 | -0.0067441 | -0.0067441 | -0.0067441 | -0.0067441 | -0.0067441 | -0.0067441 | -0.0067441 | -0.0067441 | -0.0067441 | -0.0067441 | -0.0067441 | -0.0067441 | -0.0067441 | -0.0067441 | -0.0067441
| Depn of 2028 additions | (5)2028=(3)2028*Dep_ratet | £m | [5 empty] | -0.014025 | -0.014025 | -0.014025 | -0.014025 | -0.014025 | -0.014025 | -0.014025 | -0.014025 | -0.014025 | -0.014025 | -0.014025 | -0.014025 | -0.014025 | -0.014025 | -0.014025 | -0.014025 | -0.014025 | -0.014025 | -0.014025 | -0.014025 | -0.014025 | -0.014025 | -0.014025 | -0.014025 | -0.014025 | -0.014025 | -0.014025 | -0.014025 | -0.014025 | -0.014025 | -0.014025 | -0.014025 | -0.014025 | -0.014025 | -0.014025 | -0.014025 | -0.014025 | -0.014025 | -0.014025 | -0.014025 | -0.014025 | -0.014025 | -0.014025 | -0.014025 | -0.014025
| Depn of 2029 additions | (5)2029=(3)2029*Dep_ratet | £m | [6 empty] | 0.0055365 | 0.0055365 | 0.0055365 | 0.0055365 | 0.0055365 | 0.0055365 | 0.0055365 | 0.0055365 | 0.0055365 | 0.0055365 | 0.0055365 | 0.0055365 | 0.0055365 | 0.0055365 | 0.0055365 | 0.0055365 | 0.0055365 | 0.0055365 | 0.0055365 | 0.0055365 | 0.0055365 | 0.0055365 | 0.0055365 | 0.0055365 | 0.0055365 | 0.0055365 | 0.0055365 | 0.0055365 | 0.0055365 | 0.0055365 | 0.0055365 | 0.0055365 | 0.0055365 | 0.0055365 | 0.0055365 | 0.0055365 | 0.0055365 | 0.0055365 | 0.0055365 | 0.0055365 | 0.0055365 | 0.0055365 | 0.0055365 | 0.0055365 | 0.0055365
| Depn of 2030 additions | (5)2030=(3)2030*Dep_ratet | £m | [7 empty] | 0.0055365 | 0.0055365 | 0.0055365 | 0.0055365 | 0.0055365 | 0.0055365 | 0.0055365 | 0.0055365 | 0.0055365 | 0.0055365 | 0.0055365 | 0.0055365 | 0.0055365 | 0.0055365 | 0.0055365 | 0.0055365 | 0.0055365 | 0.0055365 | 0.0055365 | 0.0055365 | 0.0055365 | 0.0055365 | 0.0055365 | 0.0055365 | 0.0055365 | 0.0055365 | 0.0055365 | 0.0055365 | 0.0055365 | 0.0055365 | 0.0055365 | 0.0055365 | 0.0055365 | 0.0055365 | 0.0055365 | 0.0055365 | 0.0055365 | 0.0055365 | 0.0055365 | 0.0055365 | 0.0055365 | 0.0055365 | 0.0055365 | 0.0055365 | 0.0055365
| Depn of 2031 additions | (5)2031=(3)2031*Dep_ratet | £m | [8 empty] | 0.0055365 | 0.0055365 | 0.0055365 | 0.0055365 | 0.0055365 | 0.0055365 | 0.0055365 | 0.0055365 | 0.0055365 | 0.0055365 | 0.0055365 | 0.0055365 | 0.0055365 | 0.0055365 | 0.0055365 | 0.0055365 | 0.0055365 | 0.0055365 | 0.0055365 | 0.0055365 | 0.0055365 | 0.0055365 | 0.0055365 | 0.0055365 | 0.0055365 | 0.0055365 | 0.0055365 | 0.0055365 | 0.0055365 | 0.0055365 | 0.0055365 | 0.0055365 | 0.0055365 | 0.0055365 | 0.0055365 | 0.0055365 | 0.0055365 | 0.0055365 | 0.0055365 | 0.0055365 | 0.0055365 | 0.0055365 | 0.0055365 | 0.0055365 | 0.0055365
| Depn of 2032 additions | (5)2032=(3)2032*Dep_ratet | £m | [9 empty] | 0.0055365 | 0.0055365 | 0.0055365 | 0.0055365 | 0.0055365 | 0.0055365 | 0.0055365 | 0.0055365 | 0.0055365 | 0.0055365 | 0.0055365 | 0.0055365 | 0.0055365 | 0.0055365 | 0.0055365 | 0.0055365 | 0.0055365 | 0.0055365 | 0.0055365 | 0.0055365 | 0.0055365 | 0.0055365 | 0.0055365 | 0.0055365 | 0.0055365 | 0.0055365 | 0.0055365 | 0.0055365 | 0.0055365 | 0.0055365 | 0.0055365 | 0.0055365 | 0.0055365 | 0.0055365 | 0.0055365 | 0.0055365 | 0.0055365 | 0.0055365 | 0.0055365 | 0.0055365 | 0.0055365 | 0.0055365 | 0.0055365 | 0.0055365
| Depn of 2033 additions | (5)2033=(3)2033*Dep_ratet | £m | [10 empty] | 0.0055365 | 0.0055365 | 0.0055365 | 0.0055365 | 0.0055365 | 0.0055365 | 0.0055365 | 0.0055365 | 0.0055365 | 0.0055365 | 0.0055365 | 0.0055365 | 0.0055365 | 0.0055365 | 0.0055365 | 0.0055365 | 0.0055365 | 0.0055365 | 0.0055365 | 0.0055365 | 0.0055365 | 0.0055365 | 0.0055365 | 0.0055365 | 0.0055365 | 0.0055365 | 0.0055365 | 0.0055365 | 0.0055365 | 0.0055365 | 0.0055365 | 0.0055365 | 0.0055365 | 0.0055365 | 0.0055365 | 0.0055365 | 0.0055365 | 0.0055365 | 0.0055365 | 0.0055365 | 0.0055365 | 0.0055365 | 0.0055365
| Depn of 2034 additions | (5)2034=(3)2034*Dep_ratet | £m | [11 empty] | 0.0055365 | 0.0055365 | 0.0055365 | 0.0055365 | 0.0055365 | 0.0055365 | 0.0055365 | 0.0055365 | 0.0055365 | 0.0055365 | 0.0055365 | 0.0055365 | 0.0055365 | 0.0055365 | 0.0055365 | 0.0055365 | 0.0055365 | 0.0055365 | 0.0055365 | 0.0055365 | 0.0055365 | 0.0055365 | 0.0055365 | 0.0055365 | 0.0055365 | 0.0055365 | 0.0055365 | 0.0055365 | 0.0055365 | 0.0055365 | 0.0055365 | 0.0055365 | 0.0055365 | 0.0055365 | 0.0055365 | 0.0055365 | 0.0055365 | 0.0055365 | 0.0055365 | 0.0055365 | 0.0055365 | 0.0055365
| Depn of 2035 additions | (5)2035=(3)2035*Dep_ratet | £m | [12 empty] | 0.0055365 | 0.0055365 | 0.0055365 | 0.0055365 | 0.0055365 | 0.0055365 | 0.0055365 | 0.0055365 | 0.0055365 | 0.0055365 | 0.0055365 | 0.0055365 | 0.0055365 | 0.0055365 | 0.0055365 | 0.0055365 | 0.0055365 | 0.0055365 | 0.0055365 | 0.0055365 | 0.0055365 | 0.0055365 | 0.0055365 | 0.0055365 | 0.0055365 | 0.0055365 | 0.0055365 | 0.0055365 | 0.0055365 | 0.0055365 | 0.0055365 | 0.0055365 | 0.0055365 | 0.0055365 | 0.0055365 | 0.0055365 | 0.0055365 | 0.0055365 | 0.0055365 | 0.0055365 | 0.0055365
| Depn of 2036 additions | (5)2036=(3)2036*Dep_ratet | £m | [13 empty] | 0.0055365 | 0.0055365 | 0.0055365 | 0.0055365 | 0.0055365 | 0.0055365 | 0.0055365 | 0.0055365 | 0.0055365 | 0.0055365 | 0.0055365 | 0.0055365 | 0.0055365 | 0.0055365 | 0.0055365 | 0.0055365 | 0.0055365 | 0.0055365 | 0.0055365 | 0.0055365 | 0.0055365 | 0.0055365 | 0.0055365 | 0.0055365 | 0.0055365 | 0.0055365 | 0.0055365 | 0.0055365 | 0.0055365 | 0.0055365 | 0.0055365 | 0.0055365 | 0.0055365 | 0.0055365 | 0.0055365 | 0.0055365 | 0.0055365 | 0.0055365 | 0.0055365 | 0.0055365
| Depn of 2037 additions | (5)2037=(3)2037*Dep_ratet | £m | [14 empty] | 0.0055365 | 0.0055365 | 0.0055365 | 0.0055365 | 0.0055365 | 0.0055365 | 0.0055365 | 0.0055365 | 0.0055365 | 0.0055365 | 0.0055365 | 0.0055365 | 0.0055365 | 0.0055365 | 0.0055365 | 0.0055365 | 0.0055365 | 0.0055365 | 0.0055365 | 0.0055365 | 0.0055365 | 0.0055365 | 0.0055365 | 0.0055365 | 0.0055365 | 0.0055365 | 0.0055365 | 0.0055365 | 0.0055365 | 0.0055365 | 0.0055365 | 0.0055365 | 0.0055365 | 0.0055365 | 0.0055365 | 0.0055365 | 0.0055365 | 0.0055365 | 0.0055365
| Depn of 2038 additions | (5)2038=(3)2038*Dep_ratet | £m | [15 empty] | 0.0055365 | 0.0055365 | 0.0055365 | 0.0055365 | 0.0055365 | 0.0055365 | 0.0055365 | 0.0055365 | 0.0055365 | 0.0055365 | 0.0055365 | 0.0055365 | 0.0055365 | 0.0055365 | 0.0055365 | 0.0055365 | 0.0055365 | 0.0055365 | 0.0055365 | 0.0055365 | 0.0055365 | 0.0055365 | 0.0055365 | 0.0055365 | 0.0055365 | 0.0055365 | 0.0055365 | 0.0055365 | 0.0055365 | 0.0055365 | 0.0055365 | 0.0055365 | 0.0055365 | 0.0055365 | 0.0055365 | 0.0055365 | 0.0055365 | 0.0055365
| Depn of 2039 additions | (5)2039=(3)2039*Dep_ratet | £m | [16 empty] | 0.0055365 | 0.0055365 | 0.0055365 | 0.0055365 | 0.0055365 | 0.0055365 | 0.0055365 | 0.0055365 | 0.0055365 | 0.0055365 | 0.0055365 | 0.0055365 | 0.0055365 | 0.0055365 | 0.0055365 | 0.0055365 | 0.0055365 | 0.0055365 | 0.0055365 | 0.0055365 | 0.0055365 | 0.0055365 | 0.0055365 | 0.0055365 | 0.0055365 | 0.0055365 | 0.0055365 | 0.0055365 | 0.0055365 | 0.0055365 | 0.0055365 | 0.0055365 | 0.0055365 | 0.0055365 | 0.0055365 | 0.0055365 | 0.0055365
| Depn of 2040 additions | (5)2040=(3)2040*Dep_ratet | £m | [17 empty] | 0.0055365 | 0.0055365 | 0.0055365 | 0.0055365 | 0.0055365 | 0.0055365 | 0.0055365 | 0.0055365 | 0.0055365 | 0.0055365 | 0.0055365 | 0.0055365 | 0.0055365 | 0.0055365 | 0.0055365 | 0.0055365 | 0.0055365 | 0.0055365 | 0.0055365 | 0.0055365 | 0.0055365 | 0.0055365 | 0.0055365 | 0.0055365 | 0.0055365 | 0.0055365 | 0.0055365 | 0.0055365 | 0.0055365 | 0.0055365 | 0.0055365 | 0.0055365 | 0.0055365 | 0.0055365 | 0.0055365 | 0.0055365
| Depn of 2041 additions | (5)2041=(3)2041*Dep_ratet | £m | [18 empty] | 0.0055365 | 0.0055365 | 0.0055365 | 0.0055365 | 0.0055365 | 0.0055365 | 0.0055365 | 0.0055365 | 0.0055365 | 0.0055365 | 0.0055365 | 0.0055365 | 0.0055365 | 0.0055365 | 0.0055365 | 0.0055365 | 0.0055365 | 0.0055365 | 0.0055365 | 0.0055365 | 0.0055365 | 0.0055365 | 0.0055365 | 0.0055365 | 0.0055365 | 0.0055365 | 0.0055365 | 0.0055365 | 0.0055365 | 0.0055365 | 0.0055365 | 0.0055365 | 0.0055365 | 0.0055365 | 0.0055365
| Depn of 2042 additions | (5)2042=(3)2042*Dep_ratet | £m | [19 empty] | 0.0055365 | 0.0055365 | 0.0055365 | 0.0055365 | 0.0055365 | 0.0055365 | 0.0055365 | 0.0055365 | 0.0055365 | 0.0055365 | 0.0055365 | 0.0055365 | 0.0055365 | 0.0055365 | 0.0055365 | 0.0055365 | 0.0055365 | 0.0055365 | 0.0055365 | 0.0055365 | 0.0055365 | 0.0055365 | 0.0055365 | 0.0055365 | 0.0055365 | 0.0055365 | 0.0055365 | 0.0055365 | 0.0055365 | 0.0055365 | 0.0055365 | 0.0055365 | 0.0055365 | 0.0055365
| Depn of 2043 additions | (5)2043=(3)2043*Dep_ratet | £m | [20 empty] | 0.0055365 | 0.0055365 | 0.0055365 | 0.0055365 | 0.0055365 | 0.0055365 | 0.0055365 | 0.0055365 | 0.0055365 | 0.0055365 | 0.0055365 | 0.0055365 | 0.0055365 | 0.0055365 | 0.0055365 | 0.0055365 | 0.0055365 | 0.0055365 | 0.0055365 | 0.0055365 | 0.0055365 | 0.0055365 | 0.0055365 | 0.0055365 | 0.0055365 | 0.0055365 | 0.0055365 | 0.0055365 | 0.0055365 | 0.0055365 | 0.0055365 | 0.0055365 | 0.0055365
| Depn of 2044 additions | (5)2044=(3)2044*Dep_ratet | £m | [21 empty] | 0.0055365 | 0.0055365 | 0.0055365 | 0.0055365 | 0.0055365 | 0.0055365 | 0.0055365 | 0.0055365 | 0.0055365 | 0.0055365 | 0.0055365 | 0.0055365 | 0.0055365 | 0.0055365 | 0.0055365 | 0.0055365 | 0.0055365 | 0.0055365 | 0.0055365 | 0.0055365 | 0.0055365 | 0.0055365 | 0.0055365 | 0.0055365 | 0.0055365 | 0.0055365 | 0.0055365 | 0.0055365 | 0.0055365 | 0.0055365 | 0.0055365 | 0.0055365
| Depn of 2045 additions | (5)2045=(3)2045*Dep_ratet | 0: £m; RIIO-ED6 23: 0.0055365; RIIO-ED6 24: 0.0055365; RIIO-ED6 25: 0.0055365; RIIO-ED7 26: 0.0055365; RIIO-ED7 27: 0.0055365; RIIO-ED7 28: 0.0055365; RIIO-ED7 29: 0.0055365; RIIO-ED8 30: 0.0055365; RIIO-ED8 31: 0.0055365; RIIO-ED8 32: 0.0055365; RIIO-ED8 33: 0.0055365; RIIO-ED9 34: 0.0055365; RIIO-ED9 35: 0.0055365; RIIO-ED9 36: 0.0055365; RIIO-ED9 37: 0.0055365; RIIO-ED10 38: 0.0055365; RIIO-ED10 39: 0.0055365; RIIO-ED10 40: 0.0055365; RIIO-ED10 41: 0.0055365; RIIO-ED11 42: 0.0055365; RIIO-ED11 43: 0.0055365; RIIO-ED11 44: 0.0055365; RIIO-ED11 45: 0.0055365; RIIO-ED12 46: 0.0055365; RIIO-ED12 47: 0.0055365; RIIO-ED12 48: 0.0055365; RIIO-ED12 49: 0.0055365; RIIO-ED13 50: 0.0055365; RIIO-ED13 51: 0.0055365; RIIO-ED13 52: 0.0055365; RIIO-ED13 53: 0.0055365
| Depn of 2046 additions | (5)2046=(3)2046*Dep_ratet | 0: £m; RIIO-ED6 24: 0.0055365; RIIO-ED6 25: 0.0055365; RIIO-ED7 26: 0.0055365; RIIO-ED7 27: 0.0055365; RIIO-ED7 28: 0.0055365; RIIO-ED7 29: 0.0055365; RIIO-ED8 30: 0.0055365; RIIO-ED8 31: 0.0055365; RIIO-ED8 32: 0.0055365; RIIO-ED8 33: 0.0055365; RIIO-ED9 34: 0.0055365; RIIO-ED9 35: 0.0055365; RIIO-ED9 36: 0.0055365; RIIO-ED9 37: 0.0055365; RIIO-ED10 38: 0.0055365; RIIO-ED10 39: 0.0055365; RIIO-ED10 40: 0.0055365; RIIO-ED10 41: 0.0055365; RIIO-ED11 42: 0.0055365; RIIO-ED11 43: 0.0055365; RIIO-ED11 44: 0.0055365; RIIO-ED11 45: 0.0055365; RIIO-ED12 46: 0.0055365; RIIO-ED12 47: 0.0055365; RIIO-ED12 48: 0.0055365; RIIO-ED12 49: 0.0055365; RIIO-ED13 50: 0.0055365; RIIO-ED13 51: 0.0055365; RIIO-ED13 52: 0.0055365; RIIO-ED13 53: 0.0055365
| Depn of 2047 additions | (5)2047=(3)2047*Dep_ratet | 0: £m; RIIO-ED6 25: 0.0055365; RIIO-ED7 26: 0.0055365; RIIO-ED7 27: 0.0055365; RIIO-ED7 28: 0.0055365; RIIO-ED7 29: 0.0055365; RIIO-ED8 30: 0.0055365; RIIO-ED8 31: 0.0055365; RIIO-ED8 32: 0.0055365; RIIO-ED8 33: 0.0055365; RIIO-ED9 34: 0.0055365; RIIO-ED9 35: 0.0055365; RIIO-ED9 36: 0.0055365; RIIO-ED9 37: 0.0055365; RIIO-ED10 38: 0.0055365; RIIO-ED10 39: 0.0055365; RIIO-ED10 40: 0.0055365; RIIO-ED10 41: 0.0055365; RIIO-ED11 42: 0.0055365; RIIO-ED11 43: 0.0055365; RIIO-ED11 44: 0.0055365; RIIO-ED11 45: 0.0055365; RIIO-ED12 46: 0.0055365; RIIO-ED12 47: 0.0055365; RIIO-ED12 48: 0.0055365; RIIO-ED12 49: 0.0055365; RIIO-ED13 50: 0.0055365; RIIO-ED13 51: 0.0055365; RIIO-ED13 52: 0.0055365; RIIO-ED13 53: 0.0055365
| Depn of 2048 additions | (5)2048=(3)2048*Dep_ratet | 0: £m; RIIO-ED7 26: 0.0055365; RIIO-ED7 27: 0.0055365; RIIO-ED7 28: 0.0055365; RIIO-ED7 29: 0.0055365; RIIO-ED8 30: 0.0055365; RIIO-ED8 31: 0.0055365; RIIO-ED8 32: 0.0055365; RIIO-ED8 33: 0.0055365; RIIO-ED9 34: 0.0055365; RIIO-ED9 35: 0.0055365; RIIO-ED9 36: 0.0055365; RIIO-ED9 37: 0.0055365; RIIO-ED10 38: 0.0055365; RIIO-ED10 39: 0.0055365; RIIO-ED10 40: 0.0055365; RIIO-ED10 41: 0.0055365; RIIO-ED11 42: 0.0055365; RIIO-ED11 43: 0.0055365; RIIO-ED11 44: 0.0055365; RIIO-ED11 45: 0.0055365; RIIO-ED12 46: 0.0055365; RIIO-ED12 47: 0.0055365; RIIO-ED12 48: 0.0055365; RIIO-ED12 49: 0.0055365; RIIO-ED13 50: 0.0055365; RIIO-ED13 51: 0.0055365; RIIO-ED13 52: 0.0055365; RIIO-ED13 53: 0.0055365
| Depn of 2049 additions | (5)2049=(3)2049*Dep_ratet | 0: £m; RIIO-ED7 27: 0.0082135; RIIO-ED7 28: 0.0082135; RIIO-ED7 29: 0.0082135; RIIO-ED8 30: 0.0082135; RIIO-ED8 31: 0.0082135; RIIO-ED8 32: 0.0082135; RIIO-ED8 33: 0.0082135; RIIO-ED9 34: 0.0082135; RIIO-ED9 35: 0.0082135; RIIO-ED9 36: 0.0082135; RIIO-ED9 37: 0.0082135; RIIO-ED10 38: 0.0082135; RIIO-ED10 39: 0.0082135; RIIO-ED10 40: 0.0082135; RIIO-ED10 41: 0.0082135; RIIO-ED11 42: 0.0082135; RIIO-ED11 43: 0.0082135; RIIO-ED11 44: 0.0082135; RIIO-ED11 45: 0.0082135; RIIO-ED12 46: 0.0082135; RIIO-ED12 47: 0.0082135; RIIO-ED12 48: 0.0082135; RIIO-ED12 49: 0.0082135; RIIO-ED13 50: 0.0082135; RIIO-ED13 51: 0.0082135; RIIO-ED13 52: 0.0082135; RIIO-ED13 53: 0.0082135
| Depn of 2050 additions | (5)2050=(3)2050*Dep_ratet | 0: £m; RIIO-ED7 28: 0; RIIO-ED7 29: 0; RIIO-ED8 30: 0; RIIO-ED8 31: 0; RIIO-ED8 32: 0; RIIO-ED8 33: 0; RIIO-ED9 34: 0; RIIO-ED9 35: 0; RIIO-ED9 36: 0; RIIO-ED9 37: 0; RIIO-ED10 38: 0; RIIO-ED10 39: 0; RIIO-ED10 40: 0; RIIO-ED10 41: 0; RIIO-ED11 42: 0; RIIO-ED11 43: 0; RIIO-ED11 44: 0; RIIO-ED11 45: 0; RIIO-ED12 46: 0; RIIO-ED12 47: 0; RIIO-ED12 48: 0; RIIO-ED12 49: 0; RIIO-ED13 50: 0; RIIO-ED13 51: 0; RIIO-ED13 52: 0; RIIO-ED13 53: 0
| Depn of 2051 additions | (5)2051=(3)2051*Dep_ratet | 0: £m; RIIO-ED7 29: 0; RIIO-ED8 30: 0; RIIO-ED8 31: 0; RIIO-ED8 32: 0; RIIO-ED8 33: 0; RIIO-ED9 34: 0; RIIO-ED9 35: 0; RIIO-ED9 36: 0; RIIO-ED9 37: 0; RIIO-ED10 38: 0; RIIO-ED10 39: 0; RIIO-ED10 40: 0; RIIO-ED10 41: 0; RIIO-ED11 42: 0; RIIO-ED11 43: 0; RIIO-ED11 44: 0; RIIO-ED11 45: 0; RIIO-ED12 46: 0; RIIO-ED12 47: 0; RIIO-ED12 48: 0; RIIO-ED12 49: 0; RIIO-ED13 50: 0; RIIO-ED13 51: 0; RIIO-ED13 52: 0; RIIO-ED13 53: 0
| Depn of 2052 additions | (5)2052=(3)2052*Dep_ratet | 0: £m; RIIO-ED8 30: 0; RIIO-ED8 31: 0; RIIO-ED8 32: 0; RIIO-ED8 33: 0; RIIO-ED9 34: 0; RIIO-ED9 35: 0; RIIO-ED9 36: 0; RIIO-ED9 37: 0; RIIO-ED10 38: 0; RIIO-ED10 39: 0; RIIO-ED10 40: 0; RIIO-ED10 41: 0; RIIO-ED11 42: 0; RIIO-ED11 43: 0; RIIO-ED11 44: 0; RIIO-ED11 45: 0; RIIO-ED12 46: 0; RIIO-ED12 47: 0; RIIO-ED12 48: 0; RIIO-ED12 49: 0; RIIO-ED13 50: 0; RIIO-ED13 51: 0; RIIO-ED13 52: 0; RIIO-ED13 53: 0
| Depn of 2053 additions | (5)2053=(3)2053*Dep_ratet | 0: £m; RIIO-ED8 31: 0; RIIO-ED8 32: 0; RIIO-ED8 33: 0; RIIO-ED9 34: 0; RIIO-ED9 35: 0; RIIO-ED9 36: 0; RIIO-ED9 37: 0; RIIO-ED10 38: 0; RIIO-ED10 39: 0; RIIO-ED10 40: 0; RIIO-ED10 41: 0; RIIO-ED11 42: 0; RIIO-ED11 43: 0; RIIO-ED11 44: 0; RIIO-ED11 45: 0; RIIO-ED12 46: 0; RIIO-ED12 47: 0; RIIO-ED12 48: 0; RIIO-ED12 49: 0; RIIO-ED13 50: 0; RIIO-ED13 51: 0; RIIO-ED13 52: 0; RIIO-ED13 53: 0
| Depreciation | (5)=∑(5)t | £m | 0 | -0.0094913 | -0.01645 | -0.02108 | -0.027824 | -0.041849 | -0.036313 | -0.030776 | -0.02524 | -0.019703 | -0.014167 | -0.0086303 | -0.0030938 | 0.0024426 | 0.0079791 | 0.013516 | 0.019052 | 0.024589 | 0.030125 | 0.035661 | 0.041198 | 0.046734 | 0.052271 | 0.057807 | 0.063344 | 0.06888 | 0.077094 | 0.077094 | 0.077094 | 0.077094 | 0.077094 | 0.077094 | 0.077094 | 0.077094 | 0.077094 | 0.077094 | 0.077094 | 0.077094 | 0.077094 | 0.077094 | 0.077094 | 0.077094 | 0.077094 | 0.077094 | 0.077094 | 0.077094 | 0.086585 | 0.093544 | 0.098173 | 0.10492 | 0.11894 | 0.11341 | 0.10787
| Opening RAV balance | (6op)t=(6cl)t-1 | £m | 0 | -0.42711 | -0.73076 | -0.92265 | -1.2051 | -1.8084 | -1.5174 | -1.2319 | -0.952 | -0.67762 | -0.40878 | -0.14547 | 0.1123 | 0.36454 | 0.61123 | 0.8524 | 1.088 | 1.3181 | 1.5427 | 1.7617 | 1.9752 | 2.1831 | 2.3855 | 2.5824 | 2.7737 | 2.9595 | 3.2602 | 3.1831 | 3.106 | 3.029 | 2.9519 | 2.8748 | 2.7977 | 2.7206 | 2.6435 | 2.5664 | 2.4893 | 2.4122 | 2.3351 | 2.258 | 2.1809 | 2.1038 | 2.0267 | 1.9496 | 1.8725 | 1.7955 | 1.7184 | 1.6318 | 1.5382 | 1.4401 | 1.3351 | 1.2162 | 1.1028
| Discounted RAV balance | (6D)=(6cl)*(1/1+WACC)) | £m | -0.41463 | -0.7094 | -0.89569 | -1.1698 | -1.7555 | -1.473 | -1.1959 | -0.92418 | -0.65782 | -0.39683 | -0.14122 | 0.10902 | 0.35388 | 0.59337 | 0.82749 | 1.0562 | 1.2796 | 1.4976 | 1.7102 | 1.9174 | 2.1193 | 2.3158 | 2.5069 | 2.6927 | 2.873 | 3.165 | 3.0901 | 3.0153 | 2.9404 | 2.8656 | 2.7908 | 2.7159 | 2.6411 | 2.5662 | 2.4914 | 2.4166 | 2.3417 | 2.2669 | 2.192 | 2.1172 | 2.0424 | 1.9675 | 1.8927 | 1.8178 | 1.743 | 1.6681 | 1.5841 | 1.4933 | 1.398 | 1.2961 | 1.1807 | 1.0706 | 0.96585
| Closing RAV balance | (6cl)=(3)-(5)+(6op) | £m | -0.42711 | -0.73076 | -0.92265 | -1.2051 | -1.8084 | -1.5174 | -1.2319 | -0.952 | -0.67762 | -0.40878 | -0.14547 | 0.1123 | 0.36454 | 0.61123 | 0.8524 | 1.088 | 1.3181 | 1.5427 | 1.7617 | 1.9752 | 2.1831 | 2.3855 | 2.5824 | 2.7737 | 2.9595 | 3.2602 | 3.1831 | 3.106 | 3.029 | 2.9519 | 2.8748 | 2.7977 | 2.7206 | 2.6435 | 2.5664 | 2.4893 | 2.4122 | 2.3351 | 2.258 | 2.1809 | 2.1038 | 2.0267 | 1.9496 | 1.8725 | 1.7955 | 1.7184 | 1.6318 | 1.5382 | 1.4401 | 1.3351 | 1.2162 | 1.1028 | 0.99492
| Cost of Capital | (6)=avg[(6D),(6op)]xWACC | £m | -0.0062402 | -0.017105 | -0.024478 | -0.031492 | -0.044557 | -0.049385 | -0.040835 | -0.032449 | -0.024228 | -0.016171 | -0.0082775 | -0.00054859 | 0.0070161 | 0.014417 | 0.021653 | 0.028725 | 0.035633 | 0.042376 | 0.048956 | 0.055371 | 0.061622 | 0.067708 | 0.073631 | 0.079389 | 0.084983 | 0.092173 | 0.095573 | 0.093286 | 0.091 | 0.088713 | 0.086426 | 0.08414 | 0.081853 | 0.079567 | 0.07728 | 0.074993 | 0.072707 | 0.07042 | 0.068134 | 0.065847 | 0.06356 | 0.061274 | 0.058987 | 0.0567 | 0.054414 | 0.052127 | 0.049702 | 0.047032 | 0.04419 | 0.04118 | 0.037863 | 0.034416 | 0.031133
| Total Net DNO benefits | (7)=(4)+(5)+(6) | £m | -0.18929 | -0.1608 | -0.13022 | -0.18264 | -0.34287 | 0.015541 | 0.029627 | 0.043549 | 0.057307 | 0.070901 | 0.08433 | 0.097596 | 0.1107 | 0.12363 | 0.13641 | 0.14902 | 0.16146 | 0.17374 | 0.18586 | 0.19781 | 0.20959 | 0.22122 | 0.23268 | 0.24397 | 0.2551 | 0.31946 | 0.17267 | 0.17038 | 0.16809 | 0.16581 | 0.16352 | 0.16123 | 0.15895 | 0.15666 | 0.15437 | 0.15209 | 0.1498 | 0.14751 | 0.14523 | 0.14294 | 0.14065 | 0.13837 | 0.13608 | 0.13379 | 0.13151 | 0.12922 | 0.13629 | 0.14058 | 0.14236 | 0.1461 | 0.15681 | 0.14782 | 0.139
Societal benefits (£m) i.e. costs avoided | Losses |  | £m | 0 | 0 | 0 | 0 | 0 | 0 | 0 | 0 | 0 | 0 | 0 | 0 | 0 | 0 | 0 | 0 | 0 | 0 | 0 | 0 | 0 | 0 | 0 | 0 | 0 | 0 | 0 | 0 | 0 | 0 | 0 | 0 | 0 | 0 | 0 | 0 | 0 | 0 | 0 | 0 | 0 | 0 | 0 | 0 | 0 | 0 | 0 | 0 | 0 | 0 | 0 | 0 | 0
| CO2e associated with losses |  | £m | 0 | 0 | 0 | 0 | 0 | 0 | 0 | 0 | 0 | 0 | 0 | 0 | 0 | 0 | 0 | 0 | 0 | 0 | 0 | 0 | 0 | 0 | 0 | 0 | 0 | 0 | 0 | 0 | 0 | 0 | 0 | 0 | 0 | 0 | 0 | 0 | 0 | 0 | 0 | 0 | 0 | 0 | 0 | 0 | 0 | 0 | 0 | 0 | 0 | 0 | 0 | 0 | 0
| Customer interruptions (CI) |  | £m | 0 | 0 | 0 | 0 | 0 | 0 | 0 | 0 | 0 | 0 | 0 | 0 | 0 | 0 | 0 | 0 | 0 | 0 | 0 | 0 | 0 | 0 | 0 | 0 | 0 | 0 | 0 | 0 | 0 | 0 | 0 | 0 | 0 | 0 | 0 | 0 | 0 | 0 | 0 | 0 | 0 | 0 | 0 | 0 | 0 | 0 | 0 | 0 | 0 | 0 | 0 | 0 | 0
| Customer minutes lost (CML) |  | £m | 0 | 0 | 0 | 0 | 0 | 0 | 0 | 0 | 0 | 0 | 0 | 0 | 0 | 0 | 0 | 0 | 0 | 0 | 0 | 0 | 0 | 0 | 0 | 0 | 0 | 0 | 0 | 0 | 0 | 0 | 0 | 0 | 0 | 0 | 0 | 0 | 0 | 0 | 0 | 0 | 0 | 0 | 0 | 0 | 0 | 0 | 0 | 0 | 0 | 0 | 0 | 0 | 0
| Other GHG emissions (CO2e) i.e. not associated with losses |  | £m | 0 | 0.022264 | 0.046371 | 0.070462 | 0.10957 | 0.20204 | 0.24419 | 0.26861 | 0.28954 | 0.31396 | 0.33489 | 0.35931 | 0.38024 | 0.40466 | 0.42559 | 0.45001 | 0.47094 | 0.49536 | 0.51629 | 0.54071 | 0.56164 | 0.58606 | 0.60699 | 0.63141 | 0.65234 | 0.67676 | 0 | 0 | 0 | 0 | 0 | 0 | 0 | 0 | 0 | 0 | 0 | 0 | 0 | 0 | 0 | 0 | 0 | 0 | 0 | 0 | 0 | 0 | 0 | 0 | 0 | 0 | 0
| Fatality |  | £m | 0 | 0 | 0 | 0 | 0 | 0 | 0 | 0 | 0 | 0 | 0 | 0 | 0 | 0 | 0 | 0 | 0 | 0 | 0 | 0 | 0 | 0 | 0 | 0 | 0 | 0 | 0 | 0 | 0 | 0 | 0 | 0 | 0 | 0 | 0 | 0 | 0 | 0 | 0 | 0 | 0 | 0 | 0 | 0 | 0 | 0 | 0 | 0 | 0 | 0 | 0 | 0 | 0
| Major injury |  | £m | 0 | 0 | 0 | 0 | 0 | 0 | 0 | 0 | 0 | 0 | 0 | 0 | 0 | 0 | 0 | 0 | 0 | 0 | 0 | 0 | 0 | 0 | 0 | 0 | 0 | 0 | 0 | 0 | 0 | 0 | 0 | 0 | 0 | 0 | 0 | 0 | 0 | 0 | 0 | 0 | 0 | 0 | 0 | 0 | 0 | 0 | 0 | 0 | 0 | 0 | 0 | 0 | 0
| Oil leakage |  | £m | 0 | 0 | 0 | 0 | 0 | 0 | 0 | 0 | 0 | 0 | 0 | 0 | 0 | 0 | 0 | 0 | 0 | 0 | 0 | 0 | 0 | 0 | 0 | 0 | 0 | 0 | 0 | 0 | 0 | 0 | 0 | 0 | 0 | 0 | 0 | 0 | 0 | 0 | 0 | 0 | 0 | 0 | 0 | 0 | 0 | 0 | 0 | 0 | 0 | 0 | 0 | 0 | 0
Other 1 (specify) | bar: 0 to RIIO-ED13 53
Other 2 (specify) | bar: 0 to RIIO-ED13 53
Other 3 (specify) | bar: 0 to RIIO-ED13 53
| Total societal net benefits |  | £m | 0 | 0.022264 | 0.046371 | 0.070462 | 0.10957 | 0.20204 | 0.24419 | 0.26861 | 0.28954 | 0.31396 | 0.33489 | 0.35931 | 0.38024 | 0.40466 | 0.42559 | 0.45001 | 0.47094 | 0.49536 | 0.51629 | 0.54071 | 0.56164 | 0.58606 | 0.60699 | 0.63141 | 0.65234 | 0.67676 | 0 | 0 | 0 | 0 | 0 | 0 | 0 | 0 | 0 | 0 | 0 | 0 | 0 | 0 | 0 | 0 | 0 | 0 | 0 | 0 | 0 | 0 | 0 | 0 | 0 | 0 | 0
| Net benefits |  | £m | -0.18929 | -0.13853 | -0.083845 | -0.11217 | -0.23329 | 0.21758 | 0.27382 | 0.31216 | 0.34685 | 0.38486 | 0.41922 | 0.4569 | 0.49094 | 0.52829 | 0.562 | 0.59902 | 0.6324 | 0.6691 | 0.70214 | 0.73851 | 0.77123 | 0.80728 | 0.83966 | 0.87538 | 0.90744 | 0.99621 | 0.17267 | 0.17038 | 0.16809 | 0.16581 | 0.16352 | 0.16123 | 0.15895 | 0.15666 | 0.15437 | 0.15209 | 0.1498 | 0.14751 | 0.14523 | 0.14294 | 0.14065 | 0.13837 | 0.13608 | 0.13379 | 0.13151 | 0.12922 | 0.13629 | 0.14058 | 0.14236 | 0.1461 | 0.15681 | 0.14782 | 0.139
| Discount factor | =1/[(1+SRTP)^n] | % | 100% | 96.62% | 93.35% | 90.19% | 87.14% | 84.2% | 81.35% | 78.6% | 75.94% | 73.37% | 70.89% | 68.49% | 66.18% | 63.94% | 61.78% | 59.69% | 57.67% | 55.72% | 53.84% | 52.02% | 50.26% | 48.56% | 46.92% | 45.33% | 43.8% | 42.31% | 40.88% | 39.5% | 38.17% | 36.87% | 35.63% | 34.59% | 33.58% | 32.6% | 31.65% | 30.73% | 29.84% | 28.97% | 28.12% | 27.31% | 26.51% | 25.74% | 24.99% | 24.26% | 23.55% | 22.87% | 22.2% | 21.56% | 20.93% | 20.32% | 19.73% | 19.15% | 18.59%
| Discount factor (safety) | =1/[(1+PTPR)^n] | % | 100% | 98.52% | 97.07% | 95.63% | 94.22% | 92.83% | 91.45% | 90.1% | 88.77% | 87.46% | 86.17% | 84.89% | 83.64% | 82.4% | 81.18% | 79.99% | 78.8% | 77.64% | 76.49% | 75.36% | 74.25% | 73.15% | 72.07% | 71% | 69.95% | 68.92% | 67.9% | 66.9% | 65.91% | 64.94% | 63.98% | 63.16% | 62.36% | 61.57% | 60.79% | 60.02% | 59.25% | 58.5% | 57.76% | 57.03% | 56.3% | 55.59% | 54.88% | 54.18% | 53.5% | 52.82% | 52.15% | 51.48% | 50.83% | 50.19% | 49.55% | 48.92% | 48.3%
| Discounted net benefits |  | £m | -0.18929 | -0.13385 | -0.078271 | -0.10118 | -0.2033 | 0.1832 | 0.22275 | 0.24535 | 0.2634 | 0.28238 | 0.29719 | 0.31296 | 0.32489 | 0.33779 | 0.34719 | 0.35755 | 0.36471 | 0.37282 | 0.37801 | 0.38414 | 0.3876 | 0.39199 | 0.39393 | 0.3968 | 0.39742 | 0.42154 | 0.070593 | 0.067302 | 0.064154 | 0.061141 | 0.058259 | 0.055771 | 0.053379 | 0.051078 | 0.048867 | 0.046741 | 0.044697 | 0.042733 | 0.040845 | 0.039031 | 0.037288 | 0.035613 | 0.034005 | 0.03246 | 0.030976 | 0.02955 | 0.030259 | 0.030302 | 0.029793 | 0.029684 | 0.030932 | 0.02831 | 0.025846
| Cumulative discounted net benefits |  | £m | -0.18929 | -0.32314 | -0.40141 | -0.50258 | -0.70588 | -0.52269 | -0.29994 | -0.054583 | 0.20882 | 0.4912 | 0.78839 | 1.1013 | 1.4262 | 1.764 | 2.1112 | 2.4688 | 2.8335 | 3.2063 | 3.5843 | 3.9685 | 4.3561 | 4.748 | 5.142 | 5.5388 | 5.9362 | 6.3577 | 6.4283 | 6.4956 | 6.5598 | 6.6209 | 6.6792 | 6.735 | 6.7883 | 6.8394 | 6.8883 | 6.935 | 6.9797 | 7.0224 | 7.0633 | 7.1023 | 7.1396 | 7.1752 | 7.2092 | 7.2417 | 7.2727 | 7.3022 | 7.3325 | 7.3628 | 7.3926 | 7.4223 | 7.4532 | 7.4815 | 7.5073
Non-DNO (eg societal) benefits
Enter values as increments (delta) relative to your reference scenario. Reductions are entered as positive numbers and increases as negative numbers.
Societal net benefits (impact relative to business as usual scenario) | Reduced/Increased losses |  | 0: MWh
| Reduced/Increased emissions associated with losses |  | tCO2e | 0 | 0 | 0 | 0 | 0 | 0 | 0 | 0 | 0 | 0 | 0 | 0 | 0 | 0 | 0 | 0 | 0 | 0 | 0 | 0 | 0 | 0 | 0 | 0 | 0 | 0 | 0 | 0 | 0 | 0 | 0 | 0 | 0 | 0 | 0 | 0 | 0 | 0 | 0 | 0 | 0 | 0 | 0 | 0 | 0 | 0 | 0 | 0 | 0 | 0 | 0 | 0 | 0
| Reduced/Increased number of customers interrupted |  | 0: no.
| Reduced/Increased customer minutes lost |  | 0: Mins
| Reduced/Increased emissions (not associated with losses)1 |  | tCO2e |  | 439.9312 | 802.6727 | 1085.1202 | 1519.7696 | 2549.0035 | 2549.0035 | 2549.0035 | 2549.0035 | 2549.0035 | 2549.0035 | 2549.0035 | 2549.0035 | 2549.0035 | 2549.0035 | 2549.0035 | 2549.0035 | 2549.0035 | 2549.0035 | 2549.0035 | 2549.0035 | 2549.0035 | 2549.0035 | 2549.0035 | 2549.0035 | 2549.0035 | 0 | 0 | 0 | 0 | 0 | 0 | 0 | 0 | 0 | 0 | 0 | 0 | 0 |  | 0 | 0 | 0 | 0 | 0 | 0 |  | 0 | 0 | 0 | 0 | 0 | 0
Reduced/Increased probability of fatality2 | bar: 0 to RIIO-ED13 53
Reduced/Increased probability of major injury2 | bar: 0 to RIIO-ED13 53
| Reduced/Increased oil leakage |  | 0: Litres
Monetised Risk - Memo Line | bar: 0 to RIIO-ED13 53
1 | Includes all GHG not associated with losses e.g. SF6 converted to tCO2e using Defra conversion factors
http://www.defra.gov.uk/publications/2012/05/30/pb13773-2012-ghg-conversion/
Where losses are entered in terms of MWh, the CO2e associated with those losses will be calculated based on an assumed GHG conversion factor. The tCO2e are monetised using DECC traded carbon values.
All other GHG emissions not associated with losses should be entered in row 90 to avoid double counting.
2 | http://www.hse.gov.uk/risk/theory/alarpcheck.htm
Please specify
Asset Replacement
Atypicals Non Sev Weather
Atypicals Non Sev Weather (excluded from Totex)
Atypicals Non Sev Weather (Non Price Control)
Blackstart
BT21CN
Civil Works Condition Driven
Closely Associated Indirects
Connection costs outside of the price control
Connections within the price control
Core BS
Core CAI
De Minimis
Directly remunerated services (excluding connections, other consented activities, legacy meters and de minimis)
Dismantlement
Diversions (Excluding Rail Electrification)
Diversions (Rail Electrification)
Environmental Reporting
Fault Level Reinforcement
Faults
Flood Mitigation
High Value Projects DPCR5
High Value Projects RIIO-ED1
High Value Projects RIIO-ED2
IFI & LCN Fund
Innovation in ED2 (NEW)
Inspections
Inspections & Maintenance
IT and Telecoms (Non-Op)
IT& Telecoms (Business Support)
Legacy meters
Legal & Safety
Losses
Monitoring equipment (Secondary Network)
Network Innovation Allowance (NIA)
Network Innovation Competition (NIC)
Network Operating Costs
New Transmission Capacity Charges
ONIs
Operational IT and telecoms
Operational Training (CAI)
Other consented Activities
Other costs within Price Control
Other Non Activity Based Costs
Out of Area Networks
Overhead Line Clearances
Pass through
Physical Security
Property (Non-Op)
Property Mgt
QoS & North of Scotland Resilience
Refurbishment NARM
Refurbishment SDI
Reinforcement (Primary Network)
Reinforcement (Secondary Network)
Remote Generation Opex
Repair and Maintenance
Rising and Lateral Mains
Severe Weather 1 in 20
Shetland
Small Tools and Equipment
Smart Metering Roll Out
Smart Meters
Substation Electricity
Tree Cutting
Vehicles and Transport (CAI)
Vehicles and Transport (Non-Op)
Visual Amenity
Wayleaves
Worst Served Customers
Whole Systems Cost - Other Electricity Distribution Licensees
Whole Systems Cost - Electricity Transmission Licensees
Note on B32: Ofgem: DNOs should add their own capitalisation rate assumptions in line with Business Plans where necessary. We have set a capitalisation rate of 85% as a default assumption.
Note on B101: Dheeraj Viswanath: This line records the total monetised risk of the modelled scenario. It acts as a cross-reference between the CBA and NARM BPDTs and should not directly link to any formulas in the CBA analysis above.

## Workings 1
Baseline Scenario
RIIO-ED2 Cost Benefit Analysis template
Workings / assumptions used for costing option 1
Use this sheet to provide details of assumptions and calculation methodology used in CBA model
Editable cell |  | Option description: | Do minimum
Editable cell - place holder entered |  | List of assets being upgraded raw data table:
Model inputs |  | Need to know which measures are applicable to which sites, and area we are applying these measures to in each building?
In EJP you've applied benchmark to total building area which will overestimate costs, as the area for roof insulation is not the same as the footprint of the substation (it will be lower based on Teeling study)
|  | Measure | Proportion of building area applicable to (% of building footprint area)
| Temporary can be replaced by updating blue cells below with area for upgrade and sites where applicable | Spray roof insulation (£/m2) | 100% | based on area installed for Napier study at Teeling compared to overall building footprint. Need to confirm actual area will implement for and number of assets applies to
|  | Roof insulation mineral wool (£/m2) | 100% | based on area installed for Napier study at Teeling compared to overall building footprint. Need to confirm actual area will implement for and number of assets applies to
|  | External wall insulation (£/m2) | 0%
|  | Lighting occupancy sensors (£/m2) | 100% | based on # installed for Napier study at Teeling compared to overall building footprint. Need to confirm actual # will implement for and number of assets applies to
SHEPD
|  |  |  | Estimated year in ED2 works will be undertaken |  | Measures appliable and building area for upgrade
|  | Substation name | Building footpring area (m2) | Year of work (Arcadis) | Survey and set up costs | Area spray roof insulation (m2) | Area roof insulation mineral wool (m2) | Area external wall insulation (m2) | # lighting occupancy sensors | Metering
|  | Dunblane | 126.44 | 3 | y | 126.44 | 126.44 | 0 | 126.44 | y
|  | Milnathort | 133.17 | 2 | y | 133.17 | 133.17 | 0 | 133.17 | y
|  | Forres | 138.77 | 1 | y | 138.77 | 138.77 | 0 | 138.77 | y
|  | Other (10 sites) | 1327.9 | 4 | y | 1327.9 | 1327.9 | 0 | 1327.9 | y
SEPD
|  |  |  | Estimated year in ED2 works will be undertaken |  | Measures appliable and building area for upgrade
|  | Substation name | Building footpring area (m2) | Year of work (Arcadis) | Survey and set up costs | Area spray roof insulation (m2) | Area roof insulation mineral wool (m2) | Area external wall insulation (m2) | # lighting occupancy sensors | Metering
|  | Northolt | 441.01 | 1 | y | 441.01 | 441.01 | 0 | 441.01 | n | assumed SEPD has meters as often connected to National Grid
|  | Burghfield Grid | 433.74 | 1 | y | 433.74 | 433.74 | 0 | 433.74 | n
|  | Haslingbourne | 393.34 | 1 | y | 393.34 | 393.34 | 0 | 393.34 | n
|  | Andover Local Grid | 393.05 | 1 | y | 393.05 | 393.05 | 0 | 393.05 | n
|  | Hunston | 349.37 | 2 | y | 349.37 | 349.37 | 0 | 349.37 | n
|  | Norrington | 345.43 | 2 | y | 345.43 | 345.43 | 0 | 345.43 | n
|  | Wootton Road | 330.33 | 2 | y | 330.33 | 330.33 | 0 | 330.33 | n
|  | Headington | 325.8 | 2 | y | 325.8 | 325.8 | 0 | 325.8 | n
|  | Taplow | 301.56 | 3 | y | 301.56 | 301.56 | 0 | 301.56 | n
|  | Thatcham Grid | 281.69 | 3 | y | 281.69 | 281.69 | 0 | 281.69 | n
|  | Dorcan South | 233.3 | 3 | y | 233.3 | 233.3 | 0 | 233.3 | n
|  | Lovelace Road | 212.6 | 3 | y | 212.6 | 212.6 | 0 | 212.6 | n
|  | Green Park | 172.99 | 4 | y | 172.99 | 172.99 | 0 | 172.99 | n
|  | High Wycombe Grid | 138.97 | 4 | y | 138.97 | 138.97 | 0 | 138.97 | n
|  | Southcote | 97.06 | 4 | y | 97.06 | 97.06 | 0 | 97.06 | n
|  | Nuffield | 41.38 | 4 | y | 41.38 | 41.38 | 0 | 41.38 | n
|  | Other (15 sites) | 4210.95 | 5 | y | 4210.95 | 4210.95 | 0 | 4210.95 | n
Total volume for intervention
|  | Assumptions: | Work spread evenly across years with ~3-4 substations completed per year (area of substation entered)
|  |  | 1 | 2 | 3 | 4 | 5
|  |  | 2023/24 | 2024/25 | 2025/26 | 2026/27 | 2027/28
|  | SHEPD (# substations) | 1 | 1 | 1 | 10 | 0
|  | SEPD (# substations) | 4 | 4 | 4 | 4 | 15
Area upgraded
|  | Substation area upgraded (m2) / units upgraded | 1 | 2 | 3 | 4 | 5
|  |  | 2023/24 | 2024/25 | 2025/26 | 2026/27 | 2027/28
| SHEPD | Spray roof insulation (m2) | 138.77 | 133.17 | 126.44 | 1327.9 | 0
| SHEPD | Double Glazing | 138.77 | 133.17 | 126.44 | 1327.9 | 0
| SHEPD | Heating Occupancy | 138.77 | 133.17 | 126.44 | 1327.9 | 0
| SHEPD | Lighting occupancy sensors # | 138.77 | 133.17 | 126.44 | 1327.9 | 0
| SEPD | Spray roof insulation (m2) | 1661.14 | 1350.93 | 1029.15 | 450.4 | 4210.95
| SEPD | Double Glazing | 1661.14 | 1350.93 | 1029.15 | 450.4 | 4210.95
| SEPD | Heating Occupancy | 1661.14 | 1350.93 | 1029.15 | 450.4 | 4210.95
| SEPD | Lighting occupancy sensors # | 1661.14 | 1350.93 | 1029.15 | 450.4 | 4210.95
Capex
|  | Contractor Costs | 5897 | per site
|  | Metering and monitorting | 0 | needed to monitor benefits
|  | Cost to implement upgrades | Unit cost (£ per m2/no.)
|  | Spray roof insulation (£/m2) | 27 | payback ~6 years included
|  | Double Glazing | 0 | payback ~3 years included |  | 9 | per site
|  | Heating Occupancy | 0 | payback ~20 years excluded |  | 3 | per site
|  | Lighting occupancy sensors (£ per number) | 200 | payback ~90 years excluded
|  | Total capex (£) | 1 | 2 | 3 | 4 | 5
|  |  | 2023/24 | 2024/25 | 2025/26 | 2026/27 | 2027/28 |  | Total
| SHEPD | Survey and set up costs | 5897 | 5897 | 5897 | 58970 | 0 |  | 0.076661
| SHEPD | Metering and monitoring | 0 | 0 | 0 | 0 | 0 |  | 0
| SHEPD | Spray roof insulation | 3746.79 | 3595.59 | 3413.88 | 35853.3 | 0 |  | 0.04661
| SHEPD | Double Glazing | 0 | 0 | 0 | 0 | 0 |  | 0
| SHEPD | Heating Occupancy | 0 | 0 | 0 | 0 | 0 |  | 0
| SHEPD | Lighting occupancy sensors | 27754 | 26634 | 25288 | 265580 | 0 |  | 0.34526
| SHEPD | Total capex (£) | 37397.79 | 36126.59 | 34598.88 | 360403.3 | 0 |  | 0.46853
| SEPD | Survey and set up costs | 23588 | 23588 | 23588 | 23588 | 88455 |  | 0.18281
| SEPD | Metering and monitoring | assumed not required | [5 empty] | 0
| SEPD | Spray roof insulation | 44850.78 | 36475.11 | 27787.05 | 12160.8 | 113695.65 |  | 0.23497
| SEPD | Double Glazing | 0 | 0 | 0 | 0 | 0 |  | 0
| SEPD | Heating Occupancy | 0 | 0 | 0 | 0 | 0 |  | 0
| SEPD | Lighting occupancy sensors | 332228 | 270186 | 205830 | 90080 | 842190 |  | 1.7405
| SEPD | Total capex (£) | 400666.78 | 330249.11 | 257205.05 | 125828.8 | 1044340.65 |  | 2.1583
|  | Opex | Assumed to be current energy cost per substation |  |  | substation area (m2) * benchmark energy consumption (kWh/m2) * energy price (£/kWh)
|  | Energy consumption benchmark (kWh/m2) | 284.5096 | based on average consumption per m2 for Teeling buildings in Napier study
|  | Energy price (£/kWh) | 0.058 | based on Ofgem loses price
|  |  | 1 | 2 | 3 | 4 | 5 | 6 | 7 | 8 | 9 | 10 | 11 | 12 | 13 | 14 | 15 | 16 | 17 | 18 | 19 | 20 | 21 | 22 | 23 | 24 | 25
| SHEPD | Total opex (£) | 28486.3104 | 28486.3104 | 28486.3104 | 28486.3104 | 28486.3104 | 28486.3104 | 28486.3104 | 28486.3104 | 28486.3104 | 28486.3104 | 28486.3104 | 28486.3104 | 28486.3104 | 28486.3104 | 28486.3104 | 28486.3104 | 28486.3104 | 28486.3104 | 28486.3104 | 28486.3104 | 28486.3104 | 28486.3104 | 28486.3104 | 28486.3104 | 28486.3104
| SEPD | Total opex (£) | 143605.9681 | 143605.9681 | 143605.9681 | 143605.9681 | 143605.9681 | 143605.9681 | 143605.9681 | 143605.9681 | 143605.9681 | 143605.9681 | 143605.9681 | 143605.9681 | 143605.9681 | 143605.9681 | 143605.9681 | 143605.9681 | 143605.9681 | 143605.9681 | 143605.9681 | 143605.9681 | 143605.9681 | 143605.9681 | 143605.9681 | 143605.9681 | 143605.9681
BENEFITS
|  | Opex reduction | 0.058 1: based on energy saving saving * ofgen losses price
kWh/m2 or kWh/unit saving each year
|  | Spray roof insulation | 0.058 1: 84.9231
|  | Double Glazing | 0.058 1: 0; based on Ofgem loses price 2: North; based on Ofgem loses price 3: 0; based on Ofgem loses price 4: South
|  | Heating Occupancy | 0.058 1: 0; based on Ofgem loses price 2: North; based on Ofgem loses price 3: 0; based on Ofgem loses price 4: South
|  | Lighting occupancy sensors | 0.058 1: 788
|  | Energy price (£/kWh) | 0.058 1: 0.058; based on Ofgem loses price 2: based on Ofgem loses price
|  | Total opex savings (£/yr) | 1 | 2 | 3 | 4 | 5 | 6 | 7 | 8 | 9 | 10 | 11 | 12 | 13 | 14 | 15 | 16 | 17 | 18 | 19 | 20 | 21 | 22 | 23 | 24 | 25
|  |  | 2023/24 | 2024/25 | 2025/26 | 2026/27 | 2027/28
| SHEPD | Spray roof insulation | 683.517 | 655.934 | 622.7851 | 6540.6225 | 0 | 0 | 0 | 0 | 0 | 0 | 0 | 0 | 0 | 0 | 0 | 0 | 0 | 0 | 0 | 0 | 0 | 0 | 0 | 0 | 0
| SHEPD | Double Glazing | 0 | 0 | 0 | 0 | 0 | 0 | 0 | 0 | 0 | 0 | 0 | 0 | 0 | 0 | 0 | 0 | 0 | 0 | 0 | 0 | 0 | 0 | 0 | 0 | 0
| SHEPD | Heating Occupancy | 0 | 0 | 0 | 0 | 0 | 0 | 0 | 0 | 0 | 0 | 0 | 0 | 0 | 0 | 0 | 0 | 0 | 0 | 0 | 0 | 0 | 0 | 0 | 0 | 0
| SHEPD | Lighting occupancy sensors | 6342.3441 | 6086.4017 | 5778.8138 | 60690.3416 | 0 | 0 | 0 | 0 | 0 | 0 | 0 | 0 | 0 | 0 | 0 | 0 | 0 | 0 | 0 | 0 | 0 | 0 | 0 | 0 | 0
| SHEPD | Total | 7025.8611 | 6742.3356 | 6401.5988 | 67230.9641 | 0 | 0 | 0 | 0 | 0 | 0 | 0 | 0 | 0 | 0 | 0 | 0 | 0 | 0 | 0 | 0 | 0 | 0 | 0 | 0 | 0
| SEPD | Spray roof insulation | 8182.009 | 6654.0577 | 5069.1179 | 2218.4625 | 20741.1962 | 0 | 0 | 0 | 0 | 0 | 0 | 0 | 0 | 0 | 0 | 0 | 0 | 0 | 0 | 0 | 0 | 0 | 0 | 0 | 0
| SEPD | Double Glazing | 0 | 0 | 0 | 0 | 0 | 0 | 0 | 0 | 0 | 0 | 0 | 0 | 0 | 0 | 0 | 0 | 0 | 0 | 0 | 0 | 0 | 0 | 0 | 0 | 0
| SEPD | Heating Occupancy | 0 | 0 | 0 | 0 | 0 | 0 | 0 | 0 | 0 | 0 | 0 | 0 | 0 | 0 | 0 | 0 | 0 | 0 | 0 | 0 | 0 | 0 | 0 | 0 | 0
| SEPD | Lighting occupancy sensors | 75920.7426 | 61742.9047 | 47036.2716 | 20585.0816 | 192457.2588 | 0 | 0 | 0 | 0 | 0 | 0 | 0 | 0 | 0 | 0 | 0 | 0 | 0 | 0 | 0 | 0 | 0 | 0 | 0 | 0
| SEPD | Total | 84102.7515 | 68396.9624 | 52105.3895 | 22803.5441 | 213198.455 | 0 | 0 | 0 | 0 | 0 | 0 | 0 | 0 | 0 | 0 | 0 | 0 | 0 | 0 | 0 | 0 | 0 | 0 | 0 | 0
| SHEPD | Cumulative opex savings (£k) | 7.0259 | 13.7682 | 20.1698 | 87.4008 | 87.4008 | 87.4008 | 87.4008 | 87.4008 | 87.4008 | 87.4008 | 87.4008 | 87.4008 | 87.4008 | 87.4008 | 87.4008 | 87.4008 | 87.4008 | 87.4008 | 87.4008 | 87.4008 | 87.4008 | 87.4008 | 87.4008 | 87.4008 | 87.4008
| SEPD | Cumulative opex savings (£k) | 84.1028 | 152.4997 | 204.6051 | 227.4086 | 440.6071 | 440.6071 | 440.6071 | 440.6071 | 440.6071 | 440.6071 | 440.6071 | 440.6071 | 440.6071 | 440.6071 | 440.6071 | 440.6071 | 440.6071 | 440.6071 | 440.6071 | 440.6071 | 440.6071 | 440.6071 | 440.6071 | 440.6071 | 440.6071
|  | Co2 savings | 0.058 1: based on energy saving saving * electricity emissions factor
|  | Emission factor (kg CO2/kWh) | 0.058 1: 0.28
|  | Total CO2 savings (kg CO2/yr) | 1 | 2 | 3 | 4 | 5 | 6 | 7 | 8 | 9 | 10 | 11 | 12 | 13 | 14 | 15 | 16 | 17 | 18 | 19 | 20 | 21 | 22 | 23 | 24 | 25
|  |  | 2023/24 | 2024/25 | 2025/26 | 2026/27 | 2027/28
| SHEPD | Spray roof insulation | 3299.7371 | 3166.5777 | 3006.5487 | 31575.4191 | 0 | 0 | 0 | 0 | 0 | 0 | 0 | 0 | 0 | 0 | 0 | 0 | 0 | 0 | 0 | 0 | 0 | 0 | 0 | 0 | 0
| SHEPD | Double Glazing | 0 | 0 | 0 | 0 | 0 | 0 | 0 | 0 | 0 | 0 | 0 | 0 | 0 | 0 | 0 | 0 | 0 | 0 | 0 | 0 | 0 | 0 | 0 | 0 | 0
| SHEPD | Heating Occupancy | 0 | 0 | 0 | 0 | 0 | 0 | 0 | 0 | 0 | 0 | 0 | 0 | 0 | 0 | 0 | 0 | 0 | 0 | 0 | 0 | 0 | 0 | 0 | 0 | 0
| SHEPD | Lighting occupancy sensors | 30618.2128 | 29382.6288 | 27897.7216 | 292987.856 | 0 | 0 | 0 | 0 | 0 | 0 | 0 | 0 | 0 | 0 | 0 | 0 | 0 | 0 | 0 | 0 | 0 | 0 | 0 | 0 | 0
| SHEPD | Total | 33917.9499 | 32549.2065 | 30904.2703 | 324563.2751 | 0 | 0 | 0 | 0 | 0 | 0 | 0 | 0 | 0 | 0 | 0 | 0 | 0 | 0 | 0 | 0 | 0 | 0 | 0 | 0 | 0
| SEPD | Spray roof insulation | 39499.3536 | 32123.037 | 24471.6037 | 10709.8191 | 100129.9126 | 0 | 0 | 0 | 0 | 0 | 0 | 0 | 0 | 0 | 0 | 0 | 0 | 0 | 0 | 0 | 0 | 0 | 0 | 0 | 0
| SEPD | Double Glazing | 0 | 0 | 0 | 0 | 0 | 0 | 0 | 0 | 0 | 0 | 0 | 0 | 0 | 0 | 0 | 0 | 0 | 0 | 0 | 0 | 0 | 0 | 0 | 0 | 0
| SEPD | Heating Occupancy | 0 | 0 | 0 | 0 | 0 | 0 | 0 | 0 | 0 | 0 | 0 | 0 | 0 | 0 | 0 | 0 | 0 | 0 | 0 | 0 | 0 | 0 | 0 | 0 | 0
| SEPD | Lighting occupancy sensors | 366513.9296 | 298069.1952 | 227071.656 | 99376.256 | 929104.008 | 0 | 0 | 0 | 0 | 0 | 0 | 0 | 0 | 0 | 0 | 0 | 0 | 0 | 0 | 0 | 0 | 0 | 0 | 0 | 0
| SEPD | Total | 406013.2832 | 330192.2322 | 251543.2597 | 110086.0751 | 1029233.9206 | 0 | 0 | 0 | 0 | 0 | 0 | 0 | 0 | 0 | 0 | 0 | 0 | 0 | 0 | 0 | 0 | 0 | 0 | 0 | 0
| SHEPD | Cumulative CO2 savings (t CO2) | 33.9179 | 66.4672 | 97.3714 | 421.9347 | 421.9347 | 421.9347 | 421.9347 | 421.9347 | 421.9347 | 421.9347 | 421.9347 | 421.9347 | 421.9347 | 421.9347 | 421.9347 | 421.9347 | 421.9347 | 421.9347 | 421.9347 | 421.9347 | 421.9347 | 421.9347 | 421.9347 | 421.9347 | 421.9347
| SEPD | Cumulative CO2 savings (t CO2) | 406.0133 | 736.2055 | 987.7488 | 1097.8349 | 2127.0688 | 2127.0688 | 2127.0688 | 2127.0688 | 2127.0688 | 2127.0688 | 2127.0688 | 2127.0688 | 2127.0688 | 2127.0688 | 2127.0688 | 2127.0688 | 2127.0688 | 2127.0688 | 2127.0688 | 2127.0688 | 2127.0688 | 2127.0688 | 2127.0688 | 2127.0688 | 2127.0688
Cost outlay format for the model
|  | 1 | 0.28 2: 2; 0.28 4: 3; 0.28 6: 4; 0.28 8: 5; 0.28 10: 6; 0.28 12: 7; 0.28 14: 8; 0.28 16: 9; 0.28 18: 10; 0.28 20: 11; 0.28 22: 12; 0.28 24: 13 | 14 |  | 15 |  | 16 |  | 17 |  | 18 |  | 19 |  | 20 |  | 21 |  | 22 |  | 23 |  | 24 |  | 25 |  | 26 |  | 27 |  | 28 |  | 29 |  | 30 |  | 31 |  | 32 |  | 33 |  | 34 |  | 35 |  | 36 |  | 37 |  | 38 |  | 39 |  | 40 |  | 41 |  | 42 |  | 43 |  | 44 |  | 45
|  | 2024 | 0.28 2: 2025; 0.28 4: 2026; 0.28 6: 2027; 0.28 8: 2028; 0.28 10: 2029; 0.28 12: 2030; 0.28 14: 2031; 0.28 16: 2032; 0.28 18: 2033; 0.28 20: 2034; 0.28 22: 2035; 0.28 24: 2036 | 2037
|  | Vol | Cost | Vol | Cost | Vol | Cost | Vol | Cost | Vol | Cost | Vol | Cost | Vol | Cost | Vol | Cost | Vol | Cost | Vol | Cost | Vol | Cost | Vol | Cost | Vol | Cost | Vol | Cost | Vol | Cost | Vol | Cost | Vol | Cost | Vol | Cost | Vol | Cost | Vol | Cost | Vol | Cost | Vol | Cost | Vol | Cost | Vol | Cost | Vol | Cost | Vol | Cost | Vol | Cost | Vol | Cost | Vol | Cost | Vol | Cost | Vol | Cost | Vol | Cost | Vol | Cost | Vol | Cost | Vol | Cost | Vol | Cost | Vol | Cost | Vol | Cost | Vol | Cost | Vol | Cost | Vol | Cost | Vol | Cost | Vol | Cost | Vol | Cost | Vol | Cost
Investment costs (£k)
| SHEPD | 1 | 0.28 1: 37.3978; 0.28 2: 1; 0.28 3: 36.1266; 0.28 4: 1; 0.28 5: 34.5989; 0.28 6: 10; 0.28 7: 360.4033; 0.28 8: 0; 0.28 9: 0
| SEPD | 4 | 0.28 1: 400.6668; 0.28 2: 4; 0.28 3: 330.2491; 0.28 4: 4; 0.28 5: 257.205; 0.28 6: 4; 0.28 7: 125.8288; 0.28 8: 15; 0.28 9: 1044.3407
Ongoing costs (£k)
| SHEPD |  | 0.28 1: 28.4863; 0.28 3: 28.4863; 0.28 5: 28.4863; 0.28 7: 28.4863; 0.28 9: 28.4863; 0.28 11: 28.4863; 0.28 13: 28.4863; 0.28 15: 28.4863; 0.28 17: 28.4863; 0.28 19: 28.4863; 0.28 21: 28.4863; 0.28 23: 28.4863; 0.28 25: 28.4863 |  | 28.4863 |  | 28.4863 |  | 28.4863 |  | 28.4863 |  | 28.4863 |  | 28.4863 |  | 28.4863 |  | 28.4863 |  | 28.4863 |  | 28.4863 |  | 28.4863 |  | 28.4863 |  | 28.4863 |  | 28.4863 |  | 28.4863 |  | 28.4863 |  | 28.4863 |  | 28.4863 |  | 28.4863 |  | 28.4863 |  | 28.4863 |  | 28.4863 |  | 28.4863 |  | 28.4863 |  | 28.4863 |  | 28.4863 |  | 28.4863 |  | 28.4863 |  | 28.4863 |  | 28.4863 |  | 28.4863 |  | 28.4863
| SEPD |  | 0.28 1: 143.606; 0.28 3: 143.606; 0.28 5: 143.606; 0.28 7: 143.606; 0.28 9: 143.606; 0.28 11: 143.606; 0.28 13: 143.606; 0.28 15: 143.606; 0.28 17: 143.606; 0.28 19: 143.606; 0.28 21: 143.606; 0.28 23: 143.606; 0.28 25: 143.606 |  | 143.606 |  | 143.606 |  | 143.606 |  | 143.606 |  | 143.606 |  | 143.606 |  | 143.606 |  | 143.606 |  | 143.606 |  | 143.606 |  | 143.606 |  | 143.606 |  | 143.606 |  | 143.606 |  | 143.606 |  | 143.606 |  | 143.606 |  | 143.606 |  | 143.606 |  | 143.606 |  | 143.606 |  | 143.606 |  | 143.606 |  | 143.606 |  | 143.606 |  | 143.606 |  | 143.606 |  | 143.606 |  | 143.606 |  | 143.606 |  | 143.606 |  | 143.606

## Option 2
Option 2
RIIO-ED2 Cost Benefit Analysis template
| Upgrade substations with key and additional measures | Looks at upgrading substations with key and additional measures to reduce losses and CO2 emissions.
| Term (years from first year of RIIO-ED2) | NPV (£m)
| 10 | 3.1643
| 20 | 12.0611
| 30 | 18.2129
| 45 | 20.4567
| 48 | 21.1525
| First year of investment out flow | 2024 |  | RIIO-ED2 |  |  |  |  | RIIO-ED3 |  |  |  |  | RIIO-ED4 |  |  |  |  | RIIO-ED5 |  |  |  |  | RIIO-ED6 |  |  |  |  | RIIO-ED7 |  |  |  | RIIO-ED8 |  |  |  | RIIO-ED9 |  |  |  | RIIO-ED10 |  |  |  | RIIO-ED11 |  |  |  | RIIO-ED12 |  |  |  | RIIO-ED13
|  |  | 0 | 1 | 2 | 3 | 4 | 5 | 6 | 7 | 8 | 9 | 10 | 11 | 12 | 13 | 14 | 15 | 16 | 17 | 18 | 19 | 20 | 21 | 22 | 23 | 24 | 25 | 26 | 27 | 28 | 29 | 30 | 31 | 32 | 33 | 34 | 35 | 36 | 37 | 38 | 39 | 40 | 41 | 42 | 43 | 44 | 45 | 46 | 47 | 48 | 49 | 50 | 51 | 52 | 53
|  | Calculation | Units | 2024 | 2025 | 2026 | 2027 | 2028 | 2029 | 2030 | 2031 | 2032 | 2033 | 2034 | 2035 | 2036 | 2037 | 2038 | 2039 | 2040 | 2041 | 2042 | 2043 | 2044 | 2045 | 2046 | 2047 | 2048 | 2049 | 2050 | 2051 | 2052 | 2053 | 2054 | 2055 | 2056 | 2057 | 2058 | 2059 | 2060 | 2061 | 2062 | 2063 | 2064 | 2065 | 2066 | 2067 | 2068 | 2069 | 2070 | 2071 | 2072 | 2073 | 2074 | 2075 | 2076
Investment | Environmental Reporting | SHEPD CAPEX related costs | 0: £m; RIIO-ED2 1: -0.039243; RIIO-ED2 2: -0.037972; RIIO-ED2 3: -0.036444; RIIO-ED2 4: -0.37885; RIIO-ED2 5: 0
| Environmental Reporting | SEPD CAPEX related costs | 0: £m; RIIO-ED2 1: -0.40805; RIIO-ED2 2: -0.33763; RIIO-ED2 3: -0.26459; RIIO-ED2 4: -0.13321; RIIO-ED2 5: -1.072
| Property Mgt | SHEPD ongoing OPEX | £m | -0.028486 | -0.028486 | -0.028486 | -0.028486 | -0.028486 | -0.028486 | -0.028486 | -0.028486 | -0.028486 | -0.028486 | -0.028486 | -0.028486 | -0.028486 | -0.028486 | -0.028486 | -0.028486 | -0.028486 | -0.028486 | -0.028486 | -0.028486 | -0.028486 | -0.028486 | -0.028486 | -0.028486 | -0.028486 | 0 | 0 | 0 | 0 | 0 | 0 | 0 | 0 | 0 | 0 | 0 | 0 | 0 | 0 | 0 | 0 | 0 | 0 | 0 | 0 | 0 | 0 | 0 | 0 | 0 | 0 | 0 | 0
| Property Mgt | SHEPD ongoing OPEX | £m | -0.14361 | -0.14361 | -0.14361 | -0.14361 | -0.14361 | -0.14361 | -0.14361 | -0.14361 | -0.14361 | -0.14361 | -0.14361 | -0.14361 | -0.14361 | -0.14361 | -0.14361 | -0.14361 | -0.14361 | -0.14361 | -0.14361 | -0.14361 | -0.14361 | -0.14361 | -0.14361 | -0.14361 | -0.14361 | 0 | 0 | 0 | 0 | 0 | 0 | 0 | 0 | 0 | 0 | 0 | 0 | 0 | 0 | 0 | 0 | 0 | 0 | 0 | 0 | 0 | 0 | 0 | 0 | 0 | 0 | 0 | 0
| Please Specify | [Add notes here] | bar: 0 to RIIO-ED13 53
| Total investment |  | £m | -0.61938 | -0.54769 | -0.47312 | -0.68415 | -1.2441 | -0.17209 | -0.17209 | -0.17209 | -0.17209 | -0.17209 | -0.17209 | -0.17209 | -0.17209 | -0.17209 | -0.17209 | -0.17209 | -0.17209 | -0.17209 | -0.17209 | -0.17209 | -0.17209 | -0.17209 | -0.17209 | -0.17209 | -0.17209 | 0 | 0 | 0 | 0 | 0 | 0 | 0 | 0 | 0 | 0 | 0 | 0 | 0 | 0 | 0 | 0 | 0 | 0 | 0 | 0 | 0 | 0 | 0 | 0 | 0 | 0 | 0 | 0
Avoided DNO costs | Inspections & Maintenance | bar: 0 to RIIO-ED13 53
Asset Replacement | bar: 0 to RIIO-ED13 53
| Property Mgt | SHEPD property efficiency savings | £m |  | 0.017058 | 0.033428 | 0.048971 | 0.2122 | 0.2122 | 0.2122 | 0.2122 | 0.2122 | 0.2122 | 0.2122 | 0.2122 | 0.2122 | 0.2122 | 0.2122 | 0.2122 | 0.2122 | 0.2122 | 0.2122 | 0.2122 | 0.2122 | 0.2122 | 0.2122 | 0.2122 | 0.2122 | 0.2122 | 0 | 0 | 0 | 0 | 0 | 0 | 0 | 0 | 0 | 0 | 0 | 0 | 0 | 0 | 0 | 0 | 0 | 0 | 0 | 0 | 0 | 0 | 0 | 0 | 0 | 0 | 0
| Property Mgt | SEPD property efficiency savings | £m |  | 0.17172 | 0.31137 | 0.42403 | 0.47333 | 0.93428 | 0.93428 | 0.93428 | 0.93428 | 0.93428 | 0.93428 | 0.93428 | 0.93428 | 0.93428 | 0.93428 | 0.93428 | 0.93428 | 0.93428 | 0.93428 | 0.93428 | 0.93428 | 0.93428 | 0.93428 | 0.93428 | 0.93428 | 0.93428 | 0 | 0 | 0 | 0 | 0 | 0 | 0 | 0 | 0 | 0 | 0 | 0 | 0 | 0 | 0 | 0 | 0 | 0 | 0 | 0 | 0 | 0 | 0 | 0 | 0 | 0 | 0
| Please specify | [Add notes here] | bar: 0 to RIIO-ED13 53
| Please specify | [Add notes here] | bar: 0 to RIIO-ED13 53
| Total avoided DNO costs |  | £m | 0 | 0.18878 | 0.3448 | 0.473 | 0.68553 | 1.1465 | 1.1465 | 1.1465 | 1.1465 | 1.1465 | 1.1465 | 1.1465 | 1.1465 | 1.1465 | 1.1465 | 1.1465 | 1.1465 | 1.1465 | 1.1465 | 1.1465 | 1.1465 | 1.1465 | 1.1465 | 1.1465 | 1.1465 | 1.1465 | 0 | 0 | 0 | 0 | 0 | 0 | 0 | 0 | 0 | 0 | 0 | 0 | 0 | 0 | 0 | 0 | 0 | 0 | 0 | 0 | 0 | 0 | 0 | 0 | 0 | 0 | 0
| Total DNO net benefits before capitalisation | (1) = investment + DNO benefits | £m | -0.61938 | -0.35891 | -0.12832 | -0.21116 | -0.55857 | 0.97439 | 0.97439 | 0.97439 | 0.97439 | 0.97439 | 0.97439 | 0.97439 | 0.97439 | 0.97439 | 0.97439 | 0.97439 | 0.97439 | 0.97439 | 0.97439 | 0.97439 | 0.97439 | 0.97439 | 0.97439 | 0.97439 | 0.97439 | 1.1465 | 0 | 0 | 0 | 0 | 0 | 0 | 0 | 0 | 0 | 0 | 0 | 0 | 0 | 0 | 0 | 0 | 0 | 0 | 0 | 0 | 0 | 0 | 0 | 0 | 0 | 0 | 0
| Capitalisation rates | (2) | % | 70% | 70% | 70% | 70% | 70% | 70% | 70% | 70% | 70% | 70% | 70% | 70% | 70% | 70% | 70% | 70% | 70% | 70% | 70% | 70% | 70% | 70% | 70% | 70% | 70% | 70% | 70% | 70% | 70% | 70% | 70% | 70% | 70% | 70% | 70% | 70% | 70% | 70% | 70% | 70% | 70% | 70% | 70% | 70% | 70%
| Capitalised investment | (3)=(1)x(2) | £m | -0.43357 | -0.25124 | -0.089825 | -0.14781 | -0.391 | 0.68207 | 0.68207 | 0.68207 | 0.68207 | 0.68207 | 0.68207 | 0.68207 | 0.68207 | 0.68207 | 0.68207 | 0.68207 | 0.68207 | 0.68207 | 0.68207 | 0.68207 | 0.68207 | 0.68207 | 0.68207 | 0.68207 | 0.68207 | 0.80254 | 0 | 0 | 0 | 0 | 0 | 0 | 0 | 0 | 0 | 0 | 0 | 0 | 0 | 0 | 0 | 0 | 0 | 0 | 0
| Investment to be expensed | (4)=(1)-(3) | £m | -0.18581 | -0.10767 | -0.038496 | -0.063347 | -0.16757 | 0.29232 | 0.29232 | 0.29232 | 0.29232 | 0.29232 | 0.29232 | 0.29232 | 0.29232 | 0.29232 | 0.29232 | 0.29232 | 0.29232 | 0.29232 | 0.29232 | 0.29232 | 0.29232 | 0.29232 | 0.29232 | 0.29232 | 0.29232 | 0.34395 | 0 | 0 | 0 | 0 | 0 | 0 | 0 | 0 | 0 | 0 | 0 | 0 | 0 | 0 | 0 | 0 | 0 | 0 | 0
| Depn of 2024 additions | (5)2024=(3)2024*Dep_ratet | £m |  | -0.0096348 | -0.0096348 | -0.0096348 | -0.0096348 | -0.0096348 | -0.0096348 | -0.0096348 | -0.0096348 | -0.0096348 | -0.0096348 | -0.0096348 | -0.0096348 | -0.0096348 | -0.0096348 | -0.0096348 | -0.0096348 | -0.0096348 | -0.0096348 | -0.0096348 | -0.0096348 | -0.0096348 | -0.0096348 | -0.0096348 | -0.0096348 | -0.0096348 | -0.0096348 | -0.0096348 | -0.0096348 | -0.0096348 | -0.0096348 | -0.0096348 | -0.0096348 | -0.0096348 | -0.0096348 | -0.0096348 | -0.0096348 | -0.0096348 | -0.0096348 | -0.0096348 | -0.0096348 | -0.0096348 | -0.0096348 | -0.0096348 | -0.0096348 | -0.0096348
| Depn of 2025 additions | (5)2025=(3)2025*Dep_ratet | £m |  |  | -0.0055831 | -0.0055831 | -0.0055831 | -0.0055831 | -0.0055831 | -0.0055831 | -0.0055831 | -0.0055831 | -0.0055831 | -0.0055831 | -0.0055831 | -0.0055831 | -0.0055831 | -0.0055831 | -0.0055831 | -0.0055831 | -0.0055831 | -0.0055831 | -0.0055831 | -0.0055831 | -0.0055831 | -0.0055831 | -0.0055831 | -0.0055831 | -0.0055831 | -0.0055831 | -0.0055831 | -0.0055831 | -0.0055831 | -0.0055831 | -0.0055831 | -0.0055831 | -0.0055831 | -0.0055831 | -0.0055831 | -0.0055831 | -0.0055831 | -0.0055831 | -0.0055831 | -0.0055831 | -0.0055831 | -0.0055831 | -0.0055831 | -0.0055831 | -0.0055831
| Depn of 2026 additions | (5)2026=(3)2026*Dep_ratet | £m |  |  |  | -0.0019961 | -0.0019961 | -0.0019961 | -0.0019961 | -0.0019961 | -0.0019961 | -0.0019961 | -0.0019961 | -0.0019961 | -0.0019961 | -0.0019961 | -0.0019961 | -0.0019961 | -0.0019961 | -0.0019961 | -0.0019961 | -0.0019961 | -0.0019961 | -0.0019961 | -0.0019961 | -0.0019961 | -0.0019961 | -0.0019961 | -0.0019961 | -0.0019961 | -0.0019961 | -0.0019961 | -0.0019961 | -0.0019961 | -0.0019961 | -0.0019961 | -0.0019961 | -0.0019961 | -0.0019961 | -0.0019961 | -0.0019961 | -0.0019961 | -0.0019961 | -0.0019961 | -0.0019961 | -0.0019961 | -0.0019961 | -0.0019961 | -0.0019961 | -0.0019961
| Depn of 2027 additions | (5)2027=(3)2027*Dep_ratet | £m |  |  |  |  | -0.0032846 | -0.0032846 | -0.0032846 | -0.0032846 | -0.0032846 | -0.0032846 | -0.0032846 | -0.0032846 | -0.0032846 | -0.0032846 | -0.0032846 | -0.0032846 | -0.0032846 | -0.0032846 | -0.0032846 | -0.0032846 | -0.0032846 | -0.0032846 | -0.0032846 | -0.0032846 | -0.0032846 | -0.0032846 | -0.0032846 | -0.0032846 | -0.0032846 | -0.0032846 | -0.0032846 | -0.0032846 | -0.0032846 | -0.0032846 | -0.0032846 | -0.0032846 | -0.0032846 | -0.0032846 | -0.0032846 | -0.0032846 | -0.0032846 | -0.0032846 | -0.0032846 | -0.0032846 | -0.0032846 | -0.0032846 | -0.0032846 | -0.0032846 | -0.0032846
| Depn of 2028 additions | (5)2028=(3)2028*Dep_ratet | £m | [5 empty] | -0.0086889 | -0.0086889 | -0.0086889 | -0.0086889 | -0.0086889 | -0.0086889 | -0.0086889 | -0.0086889 | -0.0086889 | -0.0086889 | -0.0086889 | -0.0086889 | -0.0086889 | -0.0086889 | -0.0086889 | -0.0086889 | -0.0086889 | -0.0086889 | -0.0086889 | -0.0086889 | -0.0086889 | -0.0086889 | -0.0086889 | -0.0086889 | -0.0086889 | -0.0086889 | -0.0086889 | -0.0086889 | -0.0086889 | -0.0086889 | -0.0086889 | -0.0086889 | -0.0086889 | -0.0086889 | -0.0086889 | -0.0086889 | -0.0086889 | -0.0086889 | -0.0086889 | -0.0086889 | -0.0086889 | -0.0086889 | -0.0086889 | -0.0086889 | -0.0086889
| Depn of 2029 additions | (5)2029=(3)2029*Dep_ratet | £m | [6 empty] | 0.015157 | 0.015157 | 0.015157 | 0.015157 | 0.015157 | 0.015157 | 0.015157 | 0.015157 | 0.015157 | 0.015157 | 0.015157 | 0.015157 | 0.015157 | 0.015157 | 0.015157 | 0.015157 | 0.015157 | 0.015157 | 0.015157 | 0.015157 | 0.015157 | 0.015157 | 0.015157 | 0.015157 | 0.015157 | 0.015157 | 0.015157 | 0.015157 | 0.015157 | 0.015157 | 0.015157 | 0.015157 | 0.015157 | 0.015157 | 0.015157 | 0.015157 | 0.015157 | 0.015157 | 0.015157 | 0.015157 | 0.015157 | 0.015157 | 0.015157 | 0.015157 | 0.015157
| Depn of 2030 additions | (5)2030=(3)2030*Dep_ratet | £m | [7 empty] | 0.015157 | 0.015157 | 0.015157 | 0.015157 | 0.015157 | 0.015157 | 0.015157 | 0.015157 | 0.015157 | 0.015157 | 0.015157 | 0.015157 | 0.015157 | 0.015157 | 0.015157 | 0.015157 | 0.015157 | 0.015157 | 0.015157 | 0.015157 | 0.015157 | 0.015157 | 0.015157 | 0.015157 | 0.015157 | 0.015157 | 0.015157 | 0.015157 | 0.015157 | 0.015157 | 0.015157 | 0.015157 | 0.015157 | 0.015157 | 0.015157 | 0.015157 | 0.015157 | 0.015157 | 0.015157 | 0.015157 | 0.015157 | 0.015157 | 0.015157 | 0.015157 | 0.015157
| Depn of 2031 additions | (5)2031=(3)2031*Dep_ratet | £m | [8 empty] | 0.015157 | 0.015157 | 0.015157 | 0.015157 | 0.015157 | 0.015157 | 0.015157 | 0.015157 | 0.015157 | 0.015157 | 0.015157 | 0.015157 | 0.015157 | 0.015157 | 0.015157 | 0.015157 | 0.015157 | 0.015157 | 0.015157 | 0.015157 | 0.015157 | 0.015157 | 0.015157 | 0.015157 | 0.015157 | 0.015157 | 0.015157 | 0.015157 | 0.015157 | 0.015157 | 0.015157 | 0.015157 | 0.015157 | 0.015157 | 0.015157 | 0.015157 | 0.015157 | 0.015157 | 0.015157 | 0.015157 | 0.015157 | 0.015157 | 0.015157 | 0.015157 | 0.015157
| Depn of 2032 additions | (5)2032=(3)2032*Dep_ratet | £m | [9 empty] | 0.015157 | 0.015157 | 0.015157 | 0.015157 | 0.015157 | 0.015157 | 0.015157 | 0.015157 | 0.015157 | 0.015157 | 0.015157 | 0.015157 | 0.015157 | 0.015157 | 0.015157 | 0.015157 | 0.015157 | 0.015157 | 0.015157 | 0.015157 | 0.015157 | 0.015157 | 0.015157 | 0.015157 | 0.015157 | 0.015157 | 0.015157 | 0.015157 | 0.015157 | 0.015157 | 0.015157 | 0.015157 | 0.015157 | 0.015157 | 0.015157 | 0.015157 | 0.015157 | 0.015157 | 0.015157 | 0.015157 | 0.015157 | 0.015157 | 0.015157 | 0.015157
| Depn of 2033 additions | (5)2033=(3)2033*Dep_ratet | £m | [10 empty] | 0.015157 | 0.015157 | 0.015157 | 0.015157 | 0.015157 | 0.015157 | 0.015157 | 0.015157 | 0.015157 | 0.015157 | 0.015157 | 0.015157 | 0.015157 | 0.015157 | 0.015157 | 0.015157 | 0.015157 | 0.015157 | 0.015157 | 0.015157 | 0.015157 | 0.015157 | 0.015157 | 0.015157 | 0.015157 | 0.015157 | 0.015157 | 0.015157 | 0.015157 | 0.015157 | 0.015157 | 0.015157 | 0.015157 | 0.015157 | 0.015157 | 0.015157 | 0.015157 | 0.015157 | 0.015157 | 0.015157 | 0.015157 | 0.015157 | 0.015157
| Depn of 2034 additions | (5)2034=(3)2034*Dep_ratet | £m | [11 empty] | 0.015157 | 0.015157 | 0.015157 | 0.015157 | 0.015157 | 0.015157 | 0.015157 | 0.015157 | 0.015157 | 0.015157 | 0.015157 | 0.015157 | 0.015157 | 0.015157 | 0.015157 | 0.015157 | 0.015157 | 0.015157 | 0.015157 | 0.015157 | 0.015157 | 0.015157 | 0.015157 | 0.015157 | 0.015157 | 0.015157 | 0.015157 | 0.015157 | 0.015157 | 0.015157 | 0.015157 | 0.015157 | 0.015157 | 0.015157 | 0.015157 | 0.015157 | 0.015157 | 0.015157 | 0.015157 | 0.015157 | 0.015157 | 0.015157
| Depn of 2035 additions | (5)2035=(3)2035*Dep_ratet | £m | [12 empty] | 0.015157 | 0.015157 | 0.015157 | 0.015157 | 0.015157 | 0.015157 | 0.015157 | 0.015157 | 0.015157 | 0.015157 | 0.015157 | 0.015157 | 0.015157 | 0.015157 | 0.015157 | 0.015157 | 0.015157 | 0.015157 | 0.015157 | 0.015157 | 0.015157 | 0.015157 | 0.015157 | 0.015157 | 0.015157 | 0.015157 | 0.015157 | 0.015157 | 0.015157 | 0.015157 | 0.015157 | 0.015157 | 0.015157 | 0.015157 | 0.015157 | 0.015157 | 0.015157 | 0.015157 | 0.015157 | 0.015157 | 0.015157
| Depn of 2036 additions | (5)2036=(3)2036*Dep_ratet | £m | [13 empty] | 0.015157 | 0.015157 | 0.015157 | 0.015157 | 0.015157 | 0.015157 | 0.015157 | 0.015157 | 0.015157 | 0.015157 | 0.015157 | 0.015157 | 0.015157 | 0.015157 | 0.015157 | 0.015157 | 0.015157 | 0.015157 | 0.015157 | 0.015157 | 0.015157 | 0.015157 | 0.015157 | 0.015157 | 0.015157 | 0.015157 | 0.015157 | 0.015157 | 0.015157 | 0.015157 | 0.015157 | 0.015157 | 0.015157 | 0.015157 | 0.015157 | 0.015157 | 0.015157 | 0.015157 | 0.015157 | 0.015157
| Depn of 2037 additions | (5)2037=(3)2037*Dep_ratet | £m | [14 empty] | 0.015157 | 0.015157 | 0.015157 | 0.015157 | 0.015157 | 0.015157 | 0.015157 | 0.015157 | 0.015157 | 0.015157 | 0.015157 | 0.015157 | 0.015157 | 0.015157 | 0.015157 | 0.015157 | 0.015157 | 0.015157 | 0.015157 | 0.015157 | 0.015157 | 0.015157 | 0.015157 | 0.015157 | 0.015157 | 0.015157 | 0.015157 | 0.015157 | 0.015157 | 0.015157 | 0.015157 | 0.015157 | 0.015157 | 0.015157 | 0.015157 | 0.015157 | 0.015157 | 0.015157 | 0.015157
| Depn of 2038 additions | (5)2038=(3)2038*Dep_ratet | £m | [15 empty] | 0.015157 | 0.015157 | 0.015157 | 0.015157 | 0.015157 | 0.015157 | 0.015157 | 0.015157 | 0.015157 | 0.015157 | 0.015157 | 0.015157 | 0.015157 | 0.015157 | 0.015157 | 0.015157 | 0.015157 | 0.015157 | 0.015157 | 0.015157 | 0.015157 | 0.015157 | 0.015157 | 0.015157 | 0.015157 | 0.015157 | 0.015157 | 0.015157 | 0.015157 | 0.015157 | 0.015157 | 0.015157 | 0.015157 | 0.015157 | 0.015157 | 0.015157 | 0.015157 | 0.015157
| Depn of 2039 additions | (5)2039=(3)2039*Dep_ratet | £m | [16 empty] | 0.015157 | 0.015157 | 0.015157 | 0.015157 | 0.015157 | 0.015157 | 0.015157 | 0.015157 | 0.015157 | 0.015157 | 0.015157 | 0.015157 | 0.015157 | 0.015157 | 0.015157 | 0.015157 | 0.015157 | 0.015157 | 0.015157 | 0.015157 | 0.015157 | 0.015157 | 0.015157 | 0.015157 | 0.015157 | 0.015157 | 0.015157 | 0.015157 | 0.015157 | 0.015157 | 0.015157 | 0.015157 | 0.015157 | 0.015157 | 0.015157 | 0.015157 | 0.015157
| Depn of 2040 additions | (5)2040=(3)2040*Dep_ratet | £m | [17 empty] | 0.015157 | 0.015157 | 0.015157 | 0.015157 | 0.015157 | 0.015157 | 0.015157 | 0.015157 | 0.015157 | 0.015157 | 0.015157 | 0.015157 | 0.015157 | 0.015157 | 0.015157 | 0.015157 | 0.015157 | 0.015157 | 0.015157 | 0.015157 | 0.015157 | 0.015157 | 0.015157 | 0.015157 | 0.015157 | 0.015157 | 0.015157 | 0.015157 | 0.015157 | 0.015157 | 0.015157 | 0.015157 | 0.015157 | 0.015157 | 0.015157 | 0.015157
| Depn of 2041 additions | (5)2041=(3)2041*Dep_ratet | £m | [18 empty] | 0.015157 | 0.015157 | 0.015157 | 0.015157 | 0.015157 | 0.015157 | 0.015157 | 0.015157 | 0.015157 | 0.015157 | 0.015157 | 0.015157 | 0.015157 | 0.015157 | 0.015157 | 0.015157 | 0.015157 | 0.015157 | 0.015157 | 0.015157 | 0.015157 | 0.015157 | 0.015157 | 0.015157 | 0.015157 | 0.015157 | 0.015157 | 0.015157 | 0.015157 | 0.015157 | 0.015157 | 0.015157 | 0.015157 | 0.015157 | 0.015157
| Depn of 2042 additions | (5)2042=(3)2042*Dep_ratet | £m | [19 empty] | 0.015157 | 0.015157 | 0.015157 | 0.015157 | 0.015157 | 0.015157 | 0.015157 | 0.015157 | 0.015157 | 0.015157 | 0.015157 | 0.015157 | 0.015157 | 0.015157 | 0.015157 | 0.015157 | 0.015157 | 0.015157 | 0.015157 | 0.015157 | 0.015157 | 0.015157 | 0.015157 | 0.015157 | 0.015157 | 0.015157 | 0.015157 | 0.015157 | 0.015157 | 0.015157 | 0.015157 | 0.015157 | 0.015157 | 0.015157
| Depn of 2043 additions | (5)2043=(3)2043*Dep_ratet | £m | [20 empty] | 0.015157 | 0.015157 | 0.015157 | 0.015157 | 0.015157 | 0.015157 | 0.015157 | 0.015157 | 0.015157 | 0.015157 | 0.015157 | 0.015157 | 0.015157 | 0.015157 | 0.015157 | 0.015157 | 0.015157 | 0.015157 | 0.015157 | 0.015157 | 0.015157 | 0.015157 | 0.015157 | 0.015157 | 0.015157 | 0.015157 | 0.015157 | 0.015157 | 0.015157 | 0.015157 | 0.015157 | 0.015157 | 0.015157
| Depn of 2044 additions | (5)2044=(3)2044*Dep_ratet | £m | [21 empty] | 0.015157 | 0.015157 | 0.015157 | 0.015157 | 0.015157 | 0.015157 | 0.015157 | 0.015157 | 0.015157 | 0.015157 | 0.015157 | 0.015157 | 0.015157 | 0.015157 | 0.015157 | 0.015157 | 0.015157 | 0.015157 | 0.015157 | 0.015157 | 0.015157 | 0.015157 | 0.015157 | 0.015157 | 0.015157 | 0.015157 | 0.015157 | 0.015157 | 0.015157 | 0.015157 | 0.015157 | 0.015157
| Depn of 2045 additions | (5)2045=(3)2045*Dep_ratet | 0: £m; RIIO-ED6 23: 0.015157; RIIO-ED6 24: 0.015157; RIIO-ED6 25: 0.015157; RIIO-ED7 26: 0.015157; RIIO-ED7 27: 0.015157; RIIO-ED7 28: 0.015157; RIIO-ED7 29: 0.015157; RIIO-ED8 30: 0.015157; RIIO-ED8 31: 0.015157; RIIO-ED8 32: 0.015157; RIIO-ED8 33: 0.015157; RIIO-ED9 34: 0.015157; RIIO-ED9 35: 0.015157; RIIO-ED9 36: 0.015157; RIIO-ED9 37: 0.015157; RIIO-ED10 38: 0.015157; RIIO-ED10 39: 0.015157; RIIO-ED10 40: 0.015157; RIIO-ED10 41: 0.015157; RIIO-ED11 42: 0.015157; RIIO-ED11 43: 0.015157; RIIO-ED11 44: 0.015157; RIIO-ED11 45: 0.015157; RIIO-ED12 46: 0.015157; RIIO-ED12 47: 0.015157; RIIO-ED12 48: 0.015157; RIIO-ED12 49: 0.015157; RIIO-ED13 50: 0.015157; RIIO-ED13 51: 0.015157; RIIO-ED13 52: 0.015157; RIIO-ED13 53: 0.015157
| Depn of 2046 additions | (5)2046=(3)2046*Dep_ratet | 0: £m; RIIO-ED6 24: 0.015157; RIIO-ED6 25: 0.015157; RIIO-ED7 26: 0.015157; RIIO-ED7 27: 0.015157; RIIO-ED7 28: 0.015157; RIIO-ED7 29: 0.015157; RIIO-ED8 30: 0.015157; RIIO-ED8 31: 0.015157; RIIO-ED8 32: 0.015157; RIIO-ED8 33: 0.015157; RIIO-ED9 34: 0.015157; RIIO-ED9 35: 0.015157; RIIO-ED9 36: 0.015157; RIIO-ED9 37: 0.015157; RIIO-ED10 38: 0.015157; RIIO-ED10 39: 0.015157; RIIO-ED10 40: 0.015157; RIIO-ED10 41: 0.015157; RIIO-ED11 42: 0.015157; RIIO-ED11 43: 0.015157; RIIO-ED11 44: 0.015157; RIIO-ED11 45: 0.015157; RIIO-ED12 46: 0.015157; RIIO-ED12 47: 0.015157; RIIO-ED12 48: 0.015157; RIIO-ED12 49: 0.015157; RIIO-ED13 50: 0.015157; RIIO-ED13 51: 0.015157; RIIO-ED13 52: 0.015157; RIIO-ED13 53: 0.015157
| Depn of 2047 additions | (5)2047=(3)2047*Dep_ratet | 0: £m; RIIO-ED6 25: 0.015157; RIIO-ED7 26: 0.015157; RIIO-ED7 27: 0.015157; RIIO-ED7 28: 0.015157; RIIO-ED7 29: 0.015157; RIIO-ED8 30: 0.015157; RIIO-ED8 31: 0.015157; RIIO-ED8 32: 0.015157; RIIO-ED8 33: 0.015157; RIIO-ED9 34: 0.015157; RIIO-ED9 35: 0.015157; RIIO-ED9 36: 0.015157; RIIO-ED9 37: 0.015157; RIIO-ED10 38: 0.015157; RIIO-ED10 39: 0.015157; RIIO-ED10 40: 0.015157; RIIO-ED10 41: 0.015157; RIIO-ED11 42: 0.015157; RIIO-ED11 43: 0.015157; RIIO-ED11 44: 0.015157; RIIO-ED11 45: 0.015157; RIIO-ED12 46: 0.015157; RIIO-ED12 47: 0.015157; RIIO-ED12 48: 0.015157; RIIO-ED12 49: 0.015157; RIIO-ED13 50: 0.015157; RIIO-ED13 51: 0.015157; RIIO-ED13 52: 0.015157; RIIO-ED13 53: 0.015157
| Depn of 2048 additions | (5)2048=(3)2048*Dep_ratet | 0: £m; RIIO-ED7 26: 0.015157; RIIO-ED7 27: 0.015157; RIIO-ED7 28: 0.015157; RIIO-ED7 29: 0.015157; RIIO-ED8 30: 0.015157; RIIO-ED8 31: 0.015157; RIIO-ED8 32: 0.015157; RIIO-ED8 33: 0.015157; RIIO-ED9 34: 0.015157; RIIO-ED9 35: 0.015157; RIIO-ED9 36: 0.015157; RIIO-ED9 37: 0.015157; RIIO-ED10 38: 0.015157; RIIO-ED10 39: 0.015157; RIIO-ED10 40: 0.015157; RIIO-ED10 41: 0.015157; RIIO-ED11 42: 0.015157; RIIO-ED11 43: 0.015157; RIIO-ED11 44: 0.015157; RIIO-ED11 45: 0.015157; RIIO-ED12 46: 0.015157; RIIO-ED12 47: 0.015157; RIIO-ED12 48: 0.015157; RIIO-ED12 49: 0.015157; RIIO-ED13 50: 0.015157; RIIO-ED13 51: 0.015157; RIIO-ED13 52: 0.015157; RIIO-ED13 53: 0.015157
| Depn of 2049 additions | (5)2049=(3)2049*Dep_ratet | 0: £m; RIIO-ED7 27: 0.017834; RIIO-ED7 28: 0.017834; RIIO-ED7 29: 0.017834; RIIO-ED8 30: 0.017834; RIIO-ED8 31: 0.017834; RIIO-ED8 32: 0.017834; RIIO-ED8 33: 0.017834; RIIO-ED9 34: 0.017834; RIIO-ED9 35: 0.017834; RIIO-ED9 36: 0.017834; RIIO-ED9 37: 0.017834; RIIO-ED10 38: 0.017834; RIIO-ED10 39: 0.017834; RIIO-ED10 40: 0.017834; RIIO-ED10 41: 0.017834; RIIO-ED11 42: 0.017834; RIIO-ED11 43: 0.017834; RIIO-ED11 44: 0.017834; RIIO-ED11 45: 0.017834; RIIO-ED12 46: 0.017834; RIIO-ED12 47: 0.017834; RIIO-ED12 48: 0.017834; RIIO-ED12 49: 0.017834; RIIO-ED13 50: 0.017834; RIIO-ED13 51: 0.017834; RIIO-ED13 52: 0.017834; RIIO-ED13 53: 0.017834
| Depn of 2050 additions | (5)2050=(3)2050*Dep_ratet | 0: £m; RIIO-ED7 28: 0; RIIO-ED7 29: 0; RIIO-ED8 30: 0; RIIO-ED8 31: 0; RIIO-ED8 32: 0; RIIO-ED8 33: 0; RIIO-ED9 34: 0; RIIO-ED9 35: 0; RIIO-ED9 36: 0; RIIO-ED9 37: 0; RIIO-ED10 38: 0; RIIO-ED10 39: 0; RIIO-ED10 40: 0; RIIO-ED10 41: 0; RIIO-ED11 42: 0; RIIO-ED11 43: 0; RIIO-ED11 44: 0; RIIO-ED11 45: 0; RIIO-ED12 46: 0; RIIO-ED12 47: 0; RIIO-ED12 48: 0; RIIO-ED12 49: 0; RIIO-ED13 50: 0; RIIO-ED13 51: 0; RIIO-ED13 52: 0; RIIO-ED13 53: 0
| Depn of 2051 additions | (5)2051=(3)2051*Dep_ratet | 0: £m; RIIO-ED7 29: 0; RIIO-ED8 30: 0; RIIO-ED8 31: 0; RIIO-ED8 32: 0; RIIO-ED8 33: 0; RIIO-ED9 34: 0; RIIO-ED9 35: 0; RIIO-ED9 36: 0; RIIO-ED9 37: 0; RIIO-ED10 38: 0; RIIO-ED10 39: 0; RIIO-ED10 40: 0; RIIO-ED10 41: 0; RIIO-ED11 42: 0; RIIO-ED11 43: 0; RIIO-ED11 44: 0; RIIO-ED11 45: 0; RIIO-ED12 46: 0; RIIO-ED12 47: 0; RIIO-ED12 48: 0; RIIO-ED12 49: 0; RIIO-ED13 50: 0; RIIO-ED13 51: 0; RIIO-ED13 52: 0; RIIO-ED13 53: 0
| Depn of 2052 additions | (5)2052=(3)2052*Dep_ratet | 0: £m; RIIO-ED8 30: 0; RIIO-ED8 31: 0; RIIO-ED8 32: 0; RIIO-ED8 33: 0; RIIO-ED9 34: 0; RIIO-ED9 35: 0; RIIO-ED9 36: 0; RIIO-ED9 37: 0; RIIO-ED10 38: 0; RIIO-ED10 39: 0; RIIO-ED10 40: 0; RIIO-ED10 41: 0; RIIO-ED11 42: 0; RIIO-ED11 43: 0; RIIO-ED11 44: 0; RIIO-ED11 45: 0; RIIO-ED12 46: 0; RIIO-ED12 47: 0; RIIO-ED12 48: 0; RIIO-ED12 49: 0; RIIO-ED13 50: 0; RIIO-ED13 51: 0; RIIO-ED13 52: 0; RIIO-ED13 53: 0
| Depn of 2053 additions | (5)2053=(3)2053*Dep_ratet | 0: £m; RIIO-ED8 31: 0; RIIO-ED8 32: 0; RIIO-ED8 33: 0; RIIO-ED9 34: 0; RIIO-ED9 35: 0; RIIO-ED9 36: 0; RIIO-ED9 37: 0; RIIO-ED10 38: 0; RIIO-ED10 39: 0; RIIO-ED10 40: 0; RIIO-ED10 41: 0; RIIO-ED11 42: 0; RIIO-ED11 43: 0; RIIO-ED11 44: 0; RIIO-ED11 45: 0; RIIO-ED12 46: 0; RIIO-ED12 47: 0; RIIO-ED12 48: 0; RIIO-ED12 49: 0; RIIO-ED13 50: 0; RIIO-ED13 51: 0; RIIO-ED13 52: 0; RIIO-ED13 53: 0
| Depreciation | (5)=∑(5)t | £m | 0 | -0.0096348 | -0.015218 | -0.017214 | -0.020499 | -0.029188 | -0.01403 | 0.0011268 | 0.016284 | 0.031441 | 0.046598 | 0.061756 | 0.076913 | 0.09207 | 0.10723 | 0.12238 | 0.13754 | 0.1527 | 0.16786 | 0.18301 | 0.19817 | 0.21333 | 0.22848 | 0.24364 | 0.2588 | 0.27396 | 0.29179 | 0.29179 | 0.29179 | 0.29179 | 0.29179 | 0.29179 | 0.29179 | 0.29179 | 0.29179 | 0.29179 | 0.29179 | 0.29179 | 0.29179 | 0.29179 | 0.29179 | 0.29179 | 0.29179 | 0.29179 | 0.29179 | 0.29179 | 0.30143 | 0.30701 | 0.309 | 0.31229 | 0.32098 | 0.30582 | 0.29066
| Opening RAV balance | (6op)t=(6cl)t-1 | £m | 0 | -0.43357 | -0.67517 | -0.74978 | -0.88037 | -1.2509 | -0.53962 | 0.15649 | 0.83743 | 1.5032 | 2.1539 | 2.7893 | 3.4097 | 4.0148 | 4.6048 | 5.1797 | 5.7394 | 6.2839 | 6.8133 | 7.3275 | 7.8265 | 8.3104 | 8.7792 | 9.2328 | 9.6712 | 10.0945 | 10.6231 | 10.3313 | 10.0395 | 9.7477 | 9.4559 | 9.1641 | 8.8723 | 8.5805 | 8.2887 | 7.997 | 7.7052 | 7.4134 | 7.1216 | 6.8298 | 6.538 | 6.2462 | 5.9544 | 5.6626 | 5.3708 | 5.079 | 4.7873 | 4.4858 | 4.1788 | 3.8698 | 3.5575 | 3.2366 | 2.9307
| Discounted RAV balance | (6D)=(6cl)*(1/1+WACC)) | £m | -0.4209 | -0.65544 | -0.72787 | -0.85465 | -1.2143 | -0.52385 | 0.15191 | 0.81296 | 1.4593 | 2.0909 | 2.7078 | 3.31 | 3.8975 | 4.4703 | 5.0283 | 5.5716 | 6.1003 | 6.6142 | 7.1134 | 7.5978 | 8.0676 | 8.5227 | 8.963 | 9.3886 | 9.7995 | 10.3127 | 10.0294 | 9.7461 | 9.4629 | 9.1796 | 8.8963 | 8.6131 | 8.3298 | 8.0465 | 7.7633 | 7.48 | 7.1968 | 6.9135 | 6.6302 | 6.347 | 6.0637 | 5.7804 | 5.4972 | 5.2139 | 4.9306 | 4.6474 | 4.3548 | 4.0567 | 3.7567 | 3.4536 | 3.142 | 2.8451 | 2.5629
| Closing RAV balance | (6cl)=(3)-(5)+(6op) | £m | -0.43357 | -0.67517 | -0.74978 | -0.88037 | -1.2509 | -0.53962 | 0.15649 | 0.83743 | 1.5032 | 2.1539 | 2.7893 | 3.4097 | 4.0148 | 4.6048 | 5.1797 | 5.7394 | 6.2839 | 6.8133 | 7.3275 | 7.8265 | 8.3104 | 8.7792 | 9.2328 | 9.6712 | 10.0945 | 10.6231 | 10.3313 | 10.0395 | 9.7477 | 9.4559 | 9.1641 | 8.8723 | 8.5805 | 8.2887 | 7.997 | 7.7052 | 7.4134 | 7.1216 | 6.8298 | 6.538 | 6.2462 | 5.9544 | 5.6626 | 5.3708 | 5.079 | 4.7873 | 4.4858 | 4.1788 | 3.8698 | 3.5575 | 3.2366 | 2.9307 | 2.6401
| Cost of Capital | (6)=avg[(6D),(6op)]xWACC | £m | -0.0063345 | -0.01639 | -0.021116 | -0.024147 | -0.031525 | -0.02671 | -0.0058349 | 0.01459 | 0.034566 | 0.054092 | 0.073168 | 0.091795 | 0.10997 | 0.1277 | 0.14498 | 0.16181 | 0.17819 | 0.19412 | 0.2096 | 0.22463 | 0.23921 | 0.25334 | 0.26702 | 0.28025 | 0.29303 | 0.30713 | 0.31082 | 0.30216 | 0.29351 | 0.28486 | 0.2762 | 0.26755 | 0.25889 | 0.25024 | 0.24158 | 0.23293 | 0.22427 | 0.21562 | 0.20696 | 0.19831 | 0.18966 | 0.181 | 0.17235 | 0.16369 | 0.15504 | 0.14638 | 0.13759 | 0.12857 | 0.11943 | 0.11022 | 0.10083 | 0.091529 | 0.082679
| Total Net DNO benefits | (7)=(4)+(5)+(6) | £m | -0.19215 | -0.1337 | -0.07483 | -0.10471 | -0.2196 | 0.23642 | 0.27245 | 0.30803 | 0.34317 | 0.37785 | 0.41208 | 0.44587 | 0.4792 | 0.51209 | 0.54452 | 0.57651 | 0.60805 | 0.63913 | 0.66977 | 0.69996 | 0.72969 | 0.75898 | 0.78782 | 0.81621 | 0.84415 | 0.92503 | 0.60261 | 0.59396 | 0.5853 | 0.57665 | 0.56799 | 0.55934 | 0.55068 | 0.54203 | 0.53337 | 0.52472 | 0.51606 | 0.50741 | 0.49876 | 0.4901 | 0.48145 | 0.47279 | 0.46414 | 0.45548 | 0.44683 | 0.43817 | 0.43901 | 0.43557 | 0.42843 | 0.42251 | 0.42181 | 0.39735 | 0.37334
Societal benefits (£m) i.e. costs avoided | Losses |  | £m | 0 | 0 | 0 | 0 | 0 | 0 | 0 | 0 | 0 | 0 | 0 | 0 | 0 | 0 | 0 | 0 | 0 | 0 | 0 | 0 | 0 | 0 | 0 | 0 | 0 | 0 | 0 | 0 | 0 | 0 | 0 | 0 | 0 | 0 | 0 | 0 | 0 | 0 | 0 | 0 | 0 | 0 | 0 | 0 | 0 | 0 | 0 | 0 | 0 | 0 | 0 | 0 | 0
| CO2e associated with losses |  | £m | 0 | 0 | 0 | 0 | 0 | 0 | 0 | 0 | 0 | 0 | 0 | 0 | 0 | 0 | 0 | 0 | 0 | 0 | 0 | 0 | 0 | 0 | 0 | 0 | 0 | 0 | 0 | 0 | 0 | 0 | 0 | 0 | 0 | 0 | 0 | 0 | 0 | 0 | 0 | 0 | 0 | 0 | 0 | 0 | 0 | 0 | 0 | 0 | 0 | 0 | 0 | 0 | 0
| Customer interruptions (CI) |  | £m | 0 | 0 | 0 | 0 | 0 | 0 | 0 | 0 | 0 | 0 | 0 | 0 | 0 | 0 | 0 | 0 | 0 | 0 | 0 | 0 | 0 | 0 | 0 | 0 | 0 | 0 | 0 | 0 | 0 | 0 | 0 | 0 | 0 | 0 | 0 | 0 | 0 | 0 | 0 | 0 | 0 | 0 | 0 | 0 | 0 | 0 | 0 | 0 | 0 | 0 | 0 | 0 | 0
| Customer minutes lost (CML) |  | £m | 0 | 0 | 0 | 0 | 0 | 0 | 0 | 0 | 0 | 0 | 0 | 0 | 0 | 0 | 0 | 0 | 0 | 0 | 0 | 0 | 0 | 0 | 0 | 0 | 0 | 0 | 0 | 0 | 0 | 0 | 0 | 0 | 0 | 0 | 0 | 0 | 0 | 0 | 0 | 0 | 0 | 0 | 0 | 0 | 0 | 0 | 0 | 0 | 0 | 0 | 0 | 0 | 0
| Other GHG emissions (CO2e) i.e. not associated with losses |  | £m | 0 | 0.04612 | 0.096162 | 0.14631 | 0.23547 | 0.42544 | 0.51419 | 0.56561 | 0.60969 | 0.66111 | 0.70518 | 0.7566 | 0.80067 | 0.85209 | 0.89617 | 0.94758 | 0.99166 | 1.0431 | 1.0872 | 1.1386 | 1.1826 | 1.2341 | 1.2781 | 1.3296 | 0 | 1.4251 | 0 | 0 | 0 | 0 | 0 | 0 | 0 | 0 | 0 | 0 | 0 | 0 | 0 | 0 | 0 | 0 | 0 | 0 | 0 | 0 | 0 | 0 | 0 | 0 | 0 | 0 | 0
| Fatality |  | £m | 0 | 0 | 0 | 0 | 0 | 0 | 0 | 0 | 0 | 0 | 0 | 0 | 0 | 0 | 0 | 0 | 0 | 0 | 0 | 0 | 0 | 0 | 0 | 0 | 0 | 0 | 0 | 0 | 0 | 0 | 0 | 0 | 0 | 0 | 0 | 0 | 0 | 0 | 0 | 0 | 0 | 0 | 0 | 0 | 0 | 0 | 0 | 0 | 0 | 0 | 0 | 0 | 0
| Major injury |  | £m | 0 | 0 | 0 | 0 | 0 | 0 | 0 | 0 | 0 | 0 | 0 | 0 | 0 | 0 | 0 | 0 | 0 | 0 | 0 | 0 | 0 | 0 | 0 | 0 | 0 | 0 | 0 | 0 | 0 | 0 | 0 | 0 | 0 | 0 | 0 | 0 | 0 | 0 | 0 | 0 | 0 | 0 | 0 | 0 | 0 | 0 | 0 | 0 | 0 | 0 | 0 | 0 | 0
| Oil leakage |  | £m | 0 | 0 | 0 | 0 | 0 | 0 | 0 | 0 | 0 | 0 | 0 | 0 | 0 | 0 | 0 | 0 | 0 | 0 | 0 | 0 | 0 | 0 | 0 | 0 | 0 | 0 | 0 | 0 | 0 | 0 | 0 | 0 | 0 | 0 | 0 | 0 | 0 | 0 | 0 | 0 | 0 | 0 | 0 | 0 | 0 | 0 | 0 | 0 | 0 | 0 | 0 | 0 | 0
Other 1 (specify) | bar: 0 to RIIO-ED13 53
Other 2 (specify) | bar: 0 to RIIO-ED13 53
Other 3 (specify) | bar: 0 to RIIO-ED13 53
| Total societal net benefits |  | £m | 0 | 0.04612 | 0.096162 | 0.14631 | 0.23547 | 0.42544 | 0.51419 | 0.56561 | 0.60969 | 0.66111 | 0.70518 | 0.7566 | 0.80067 | 0.85209 | 0.89617 | 0.94758 | 0.99166 | 1.0431 | 1.0872 | 1.1386 | 1.1826 | 1.2341 | 1.2781 | 1.3296 | 0 | 1.4251 | 0 | 0 | 0 | 0 | 0 | 0 | 0 | 0 | 0 | 0 | 0 | 0 | 0 | 0 | 0 | 0 | 0 | 0 | 0 | 0 | 0 | 0 | 0 | 0 | 0 | 0 | 0
| Net benefits |  | £m | -0.19215 | -0.087579 | 0.021332 | 0.041602 | 0.015875 | 0.66186 | 0.78665 | 0.87365 | 0.95285 | 1.039 | 1.1173 | 1.2025 | 1.2799 | 1.3642 | 1.4407 | 1.5241 | 1.5997 | 1.6822 | 1.7569 | 1.8385 | 1.9123 | 1.993 | 2.066 | 2.1458 | 0.84415 | 2.3501 | 0.60261 | 0.59396 | 0.5853 | 0.57665 | 0.56799 | 0.55934 | 0.55068 | 0.54203 | 0.53337 | 0.52472 | 0.51606 | 0.50741 | 0.49876 | 0.4901 | 0.48145 | 0.47279 | 0.46414 | 0.45548 | 0.44683 | 0.43817 | 0.43901 | 0.43557 | 0.42843 | 0.42251 | 0.42181 | 0.39735 | 0.37334
| Discount factor | =1/[(1+SRTP)^n] | % | 100% | 96.62% | 93.35% | 90.19% | 87.14% | 84.2% | 81.35% | 78.6% | 75.94% | 73.37% | 70.89% | 68.49% | 66.18% | 63.94% | 61.78% | 59.69% | 57.67% | 55.72% | 53.84% | 52.02% | 50.26% | 48.56% | 46.92% | 45.33% | 43.8% | 42.31% | 40.88% | 39.5% | 38.17% | 36.87% | 35.63% | 34.59% | 33.58% | 32.6% | 31.65% | 30.73% | 29.84% | 28.97% | 28.12% | 27.31% | 26.51% | 25.74% | 24.99% | 24.26% | 23.55% | 22.87% | 22.2% | 21.56% | 20.93% | 20.32% | 19.73% | 19.15% | 18.59%
| Discount factor (safety) | =1/[(1+PTPR)^n] | % | 100% | 98.52% | 97.07% | 95.63% | 94.22% | 92.83% | 91.45% | 90.1% | 88.77% | 87.46% | 86.17% | 84.89% | 83.64% | 82.4% | 81.18% | 79.99% | 78.8% | 77.64% | 76.49% | 75.36% | 74.25% | 73.15% | 72.07% | 71% | 69.95% | 68.92% | 67.9% | 66.9% | 65.91% | 64.94% | 63.98% | 63.16% | 62.36% | 61.57% | 60.79% | 60.02% | 59.25% | 58.5% | 57.76% | 57.03% | 56.3% | 55.59% | 54.88% | 54.18% | 53.5% | 52.82% | 52.15% | 51.48% | 50.83% | 50.19% | 49.55% | 48.92% | 48.3%
| Discounted net benefits |  | £m | -0.19215 | -0.084617 | 0.019914 | 0.037523 | 0.013834 | 0.55727 | 0.63994 | 0.68668 | 0.72361 | 0.76231 | 0.79205 | 0.82362 | 0.847 | 0.87226 | 0.89003 | 0.90972 | 0.92256 | 0.93733 | 0.94586 | 0.95632 | 0.96108 | 0.96777 | 0.96925 | 0.97265 | 0.3697 | 0.99443 | 0.24637 | 0.23462 | 0.22338 | 0.21264 | 0.20236 | 0.19348 | 0.18493 | 0.17673 | 0.16884 | 0.16126 | 0.15398 | 0.14699 | 0.14027 | 0.13383 | 0.12763 | 0.12169 | 0.11598 | 0.1105 | 0.10525 | 0.1002 | 0.09747 | 0.09389 | 0.089661 | 0.085845 | 0.083207 | 0.076099 | 0.069419
| Cumulative discounted net benefits |  | £m | -0.19215 | -0.27677 | -0.25685 | -0.21933 | -0.20549 | 0.35177 | 0.99171 | 1.6784 | 2.402 | 3.1643 | 3.9564 | 4.78 | 5.627 | 6.4992 | 7.3893 | 8.299 | 9.2216 | 10.1589 | 11.1047 | 12.0611 | 13.0221 | 13.9899 | 14.9592 | 15.9318 | 16.3015 | 17.2959 | 17.5423 | 17.7769 | 18.0003 | 18.2129 | 18.4153 | 18.6088 | 18.7937 | 18.9704 | 19.1393 | 19.3005 | 19.4545 | 19.6015 | 19.7418 | 19.8756 | 20.0032 | 20.1249 | 20.2409 | 20.3514 | 20.4567 | 20.5569 | 20.6543 | 20.7482 | 20.8379 | 20.9237 | 21.0069 | 21.083 | 21.1525
Non-DNO (eg societal) benefits
Enter values as increments (delta) relative to your reference scenario. Reductions are entered as positive numbers and increases as negative numbers.
Societal net benefits (impact relative to business as usual scenario) | Reduced/Increased losses |  | 0: MWh
| Reduced/Increased emissions associated with losses |  | tCO2e | 0 | 0 | 0 | 0 | 0 | 0 | 0 | 0 | 0 | 0 | 0 | 0 | 0 | 0 | 0 | 0 | 0 | 0 | 0 | 0 | 0 | 0 | 0 | 0 | 0 | 0 | 0 | 0 | 0 | 0 | 0 | 0 | 0 | 0 | 0 | 0 | 0 | 0 | 0 | 0 | 0 | 0 | 0 | 0 | 0 | 0 | 0 | 0 | 0 | 0 | 0 | 0 | 0
| Reduced/Increased number of customers interrupted |  | 0: no.
| Reduced/Increased customer minutes lost |  | 0: Mins
| Reduced/Increased emissions (not associated with losses)1 |  | tCO2e |  | 911.343 | 1664.5523 | 2253.1834 | 3265.9715 | 5367.448 | 5367.448 | 5367.448 | 5367.448 | 5367.448 | 5367.448 | 5367.448 | 5367.448 | 5367.448 | 5367.448 | 5367.448 | 5367.448 | 5367.448 | 5367.448 | 5367.448 | 5367.448 | 5367.448 | 5367.448 | 5367.448 |  | 5367.448 | 0 | 0 | 0 | 0 | 0 | 0 | 0 | 0 | 0 | 0 | 0 | 0 | 0 | 0 | 0 | 0 |  | 0 | 0 | 0 | 0 | 0 | 0 | 0 | 0 | 0 | 0
Reduced/Increased probability of fatality2 | bar: 0 to RIIO-ED13 53
Reduced/Increased probability of major injury2 | bar: 0 to RIIO-ED13 53
| Reduced/Increased oil leakage |  | 0: Litres
Monetised Risk - Memo Line | bar: 0 to RIIO-ED13 53
1 | Includes all GHG not associated with losses e.g. SF6 converted to tCO2e using Defra conversion factors
http://www.defra.gov.uk/publications/2012/05/30/pb13773-2012-ghg-conversion/
Where losses are entered in terms of MWh, the CO2e associated with those losses will be calculated based on an assumed GHG conversion factor. The tCO2e are monetised using DECC traded carbon values.
All other GHG emissions not associated with losses should be entered in row 90 to avoid double counting.
2 | http://www.hse.gov.uk/risk/theory/alarpcheck.htm
Please specify
Asset Replacement
Atypicals Non Sev Weather
Atypicals Non Sev Weather (excluded from Totex)
Atypicals Non Sev Weather (Non Price Control)
Blackstart
BT21CN
Civil Works Condition Driven
Closely Associated Indirects
Connection costs outside of the price control
Connections within the price control
Core BS
Core CAI
De Minimis
Directly remunerated services (excluding connections, other consented activities, legacy meters and de minimis)
Dismantlement
Diversions (Excluding Rail Electrification)
Diversions (Rail Electrification)
Environmental Reporting
Fault Level Reinforcement
Faults
Flood Mitigation
High Value Projects DPCR5
High Value Projects RIIO-ED1
High Value Projects RIIO-ED2
IFI & LCN Fund
Innovation in ED2 (NEW)
Inspections
Inspections & Maintenance
IT and Telecoms (Non-Op)
IT& Telecoms (Business Support)
Legacy meters
Legal & Safety
Losses
Monitoring equipment (Secondary Network)
Network Innovation Allowance (NIA)
Network Innovation Competition (NIC)
Network Operating Costs
New Transmission Capacity Charges
ONIs
Operational IT and telecoms
Operational Training (CAI)
Other consented Activities
Other costs within Price Control
Other Non Activity Based Costs
Out of Area Networks
Overhead Line Clearances
Pass through
Physical Security
Property (Non-Op)
Property Mgt
QoS & North of Scotland Resilience
Refurbishment NARM
Refurbishment SDI
Reinforcement (Primary Network)
Reinforcement (Secondary Network)
Remote Generation Opex
Repair and Maintenance
Rising and Lateral Mains
Severe Weather 1 in 20
Shetland
Small Tools and Equipment
Smart Metering Roll Out
Smart Meters
Substation Electricity
Tree Cutting
Vehicles and Transport (CAI)
Vehicles and Transport (Non-Op)
Visual Amenity
Wayleaves
Worst Served Customers
Whole Systems Cost - Other Electricity Distribution Licensees
Whole Systems Cost - Electricity Transmission Licensees
Note on B32: Ofgem: DNOs should add their own capitalisation rate assumptions in line with Business Plans where necessary. We have set a capitalisation rate of 85% as a default assumption.
Note on B101: Dheeraj Viswanath: This line records the total monetised risk of the modelled scenario. It acts as a cross-reference between the CBA and NARM BPDTs and should not directly link to any formulas in the CBA analysis above.

## Workings 2
Baseline Scenario
RIIO-ED2 Cost Benefit Analysis template
Workings / assumptions used for costing option 2
Use this sheet to provide details of assumptions and calculation methodology used in CBA model
Editable cell |  | Option description: | Do minimum
Editable cell - place holder entered |  | List of assets being upgraded raw data table:
Model inputs |  | Need to know which measures are applicable to which sites, and area we are applying these measures to in each building?
In EJP you've applied benchmark to total building area which will overestimate costs, as the area for roof insulation is not the same as the footprint of the substation (it will be lower based on Teeling study)
|  | Measure | Proportion of building area applicable to (% of building footprint area)
| Temporary can be replaced by updating blue cells below with area for upgrade and sites where applicable | Spray roof insulation (£/m2) | 100% | based on area installed for Napier study at Teeling compared to overall building footprint. Need to confirm actual area will implement for and number of assets applies to
|  | Roof insulation mineral wool (£/m2) | 100% | based on area installed for Napier study at Teeling compared to overall building footprint. Need to confirm actual area will implement for and number of assets applies to
|  | External wall insulation (£/m2) | 0%
|  | Lighting occupancy sensors (£/m2) | 100% | based on # installed for Napier study at Teeling compared to overall building footprint. Need to confirm actual # will implement for and number of assets applies to
SHEPD
|  |  |  | Estimated year in ED2 works will be undertaken |  | Measures appliable and building area for upgrade
|  | Substation name | Building footpring area (m2) | Year of work (Arcadis) | Survey and set up costs | Area spray roof insulation (m2) | Area roof insulation mineral wool (m2) | Area external wall insulation (m2) | # lighting occupancy sensors | Metering
|  | Dunblane | 126.44 | 3 | y | 126.44 | 126.44 | 0 | 126.44 | y
|  | Milnathort | 133.17 | 2 | y | 133.17 | 133.17 | 0 | 133.17 | y
|  | Forres | 138.77 | 1 | y | 138.77 | 138.77 | 0 | 138.77 | y
|  | Other (10 sites) | 1327.9 | 4 | y | 1327.9 | 1327.9 | 0 | 1327.9 | y
SEPD
|  |  |  | Estimated year in ED2 works will be undertaken |  | Measures appliable and building area for upgrade
|  | Substation name | Building footpring area (m2) | Year of work (Arcadis) | Survey and set up costs | Area spray roof insulation (m2) | Area roof insulation mineral wool (m2) | Area external wall insulation (m2) | # lighting occupancy sensors | Metering
|  | Northolt | 441.01 | 1 | y | 441.01 | 441.01 | 0 | 441.01 | n | assumed SEPD has meters as often connected to National Grid
|  | Burghfield Grid | 433.74 | 1 | y | 433.74 | 433.74 | 0 | 433.74 | n
|  | Haslingbourne | 393.34 | 1 | y | 393.34 | 393.34 | 0 | 393.34 | n
|  | Andover Local Grid | 393.05 | 1 | y | 393.05 | 393.05 | 0 | 393.05 | n
|  | Hunston | 349.37 | 2 | y | 349.37 | 349.37 | 0 | 349.37 | n
|  | Norrington | 345.43 | 2 | y | 345.43 | 345.43 | 0 | 345.43 | n
|  | Wootton Road | 330.33 | 2 | y | 330.33 | 330.33 | 0 | 330.33 | n
|  | Headington | 325.8 | 2 | y | 325.8 | 325.8 | 0 | 325.8 | n
|  | Taplow | 301.56 | 3 | y | 301.56 | 301.56 | 0 | 301.56 | n
|  | Thatcham Grid | 281.69 | 3 | y | 281.69 | 281.69 | 0 | 281.69 | n
|  | Dorcan South | 233.3 | 3 | y | 233.3 | 233.3 | 0 | 233.3 | n
|  | Lovelace Road | 212.6 | 3 | y | 212.6 | 212.6 | 0 | 212.6 | n
|  | Green Park | 172.99 | 4 | y | 172.99 | 172.99 | 0 | 172.99 | n
|  | High Wycombe Grid | 138.97 | 4 | y | 138.97 | 138.97 | 0 | 138.97 | n
|  | Southcote | 97.06 | 4 | y | 97.06 | 97.06 | 0 | 97.06 | n
|  | Nuffield | 41.38 | 4 | y | 41.38 | 41.38 | 0 | 41.38 | n
|  | Other (15 sites) | 4210.95 | 5 | y | 4210.95 | 4210.95 | 0 | 4210.95 | n
Total volume for intervention
|  | Assumptions: | Work spread evenly across years with ~3-4 substations completed per year (area of substation entered)
|  |  | 1 | 2 | 3 | 4 | 5
|  |  | 2023/24 | 2024/25 | 2025/26 | 2026/27 | 2027/28
|  | SHEPD (# substations) | 1 | 1 | 1 | 10 | 0
|  | SEPD (# substations) | 4 | 4 | 4 | 4 | 15
Area upgraded
|  | Substation area upgraded (m2) / units upgraded | 1 | 2 | 3 | 4 | 5
|  |  | 2023/24 | 2024/25 | 2025/26 | 2026/27 | 2027/28
| SHEPD | Spray roof insulation (m2) | 138.77 | 133.17 | 126.44 | 1327.9 | 0
| SHEPD | Double Glazing | 138.77 | 133.17 | 126.44 | 1327.9 | 0
| SHEPD | Heating Occupancy | 138.77 | 133.17 | 126.44 | 1327.9 | 0
| SHEPD | Lighting occupancy sensors # | 138.77 | 133.17 | 126.44 | 1327.9 | 0
| SEPD | Spray roof insulation (m2) | 1661.14 | 1350.93 | 1029.15 | 450.4 | 4210.95
| SEPD | Double Glazing | 1661.14 | 1350.93 | 1029.15 | 450.4 | 4210.95
| SEPD | Heating Occupancy | 1661.14 | 1350.93 | 1029.15 | 450.4 | 4210.95
| SEPD | Lighting occupancy sensors # | 1661.14 | 1350.93 | 1029.15 | 450.4 | 4210.95
Capex
|  | Contractor Costs | 5897 | per site
|  | Metering and monitorting | 0 | needed to monitor benefits
|  | Cost to implement upgrades | Unit cost (£ per m2/no.)
|  | Spray roof insulation (£/m2) | 27 | payback ~6 years included
|  | Double Glazing | 130 | payback ~3 years included |  | 9 | per site
|  | Heating Occupancy | 225 | payback ~20 years excluded |  | 3 | per site
|  | Lighting occupancy sensors (£ per number) | 200 | payback ~90 years excluded
|  | Total capex (£) | 1 | 2 | 3 | 4 | 5
|  |  | 2023/24 | 2024/25 | 2025/26 | 2026/27 | 2027/28 |  | Total
| SHEPD | Survey and set up costs | 5897 | 5897 | 5897 | 58970 | 0 |  | 0.076661
| SHEPD | Metering and monitoring | 0 | 0 | 0 | 0 | 0 |  | 0
| SHEPD | Spray roof insulation | 3746.79 | 3595.59 | 3413.88 | 35853.3 | 0 |  | 0.04661
| SHEPD | Double Glazing | 1170 | 1170 | 1170 | 11700 | 0 |  | 0.01521
| SHEPD | Heating Occupancy | 675 | 675 | 675 | 6750 | 0 |  | 0.008775
| SHEPD | Lighting occupancy sensors | 27754 | 26634 | 25288 | 265580 | 0 |  | 0.34526
| SHEPD | Total capex (£) | 39242.79 | 37971.59 | 36443.88 | 378853.3 | 0 |  | 0.49251
| SEPD | Survey and set up costs | 23588 | 23588 | 23588 | 23588 | 88455 |  | 0.18281
| SEPD | Metering and monitoring | assumed not required | [5 empty] | 0
| SEPD | Spray roof insulation | 44850.78 | 36475.11 | 27787.05 | 12160.8 | 113695.65 |  | 0.23497
| SEPD | Double Glazing | 4680 | 4680 | 4680 | 4680 | 17550 |  | 0.03627
| SEPD | Heating Occupancy | 2700 | 2700 | 2700 | 2700 | 10125 |  | 0.020925
| SEPD | Lighting occupancy sensors | 332228 | 270186 | 205830 | 90080 | 842190 |  | 1.7405
| SEPD | Total capex (£) | 408046.78 | 337629.11 | 264585.05 | 133208.8 | 1072015.65 |  | 2.2155
|  | Opex | Assumed to be current energy cost per substation |  |  | substation area (m2) * benchmark energy consumption (kWh/m2) * energy price (£/kWh)
|  | Energy consumption benchmark (kWh/m2) | 284.5096 | based on average consumption per m2 for Teeling buildings in Napier study
|  | Energy price (£/kWh) | 0.058 | based on Ofgem loses price
|  |  | 1 | 2 | 3 | 4 | 5 | 6 | 7 | 8 | 9 | 10 | 11 | 12 | 13 | 14 | 15 | 16 | 17 | 18 | 19 | 20 | 21 | 22 | 23 | 24 | 25
| SHEPD | Total opex (£) | 28486.3104 | 28486.3104 | 28486.3104 | 28486.3104 | 28486.3104 | 28486.3104 | 28486.3104 | 28486.3104 | 28486.3104 | 28486.3104 | 28486.3104 | 28486.3104 | 28486.3104 | 28486.3104 | 28486.3104 | 28486.3104 | 28486.3104 | 28486.3104 | 28486.3104 | 28486.3104 | 28486.3104 | 28486.3104 | 28486.3104 | 28486.3104 | 28486.3104
| SEPD | Total opex (£) | 143605.9681 | 143605.9681 | 143605.9681 | 143605.9681 | 143605.9681 | 143605.9681 | 143605.9681 | 143605.9681 | 143605.9681 | 143605.9681 | 143605.9681 | 143605.9681 | 143605.9681 | 143605.9681 | 143605.9681 | 143605.9681 | 143605.9681 | 143605.9681 | 143605.9681 | 143605.9681 | 143605.9681 | 143605.9681 | 143605.9681 | 143605.9681 | 143605.9681
BENEFITS
|  | Opex reduction | 0.058 1: based on energy saving saving * ofgen losses price
kWh/m2 or kWh/unit saving each year
|  | Spray roof insulation | 0.058 1: 84.9231
|  | Double Glazing | 0.058 1: 467; based on Ofgem loses price 2: North; based on Ofgem loses price 3: 362; based on Ofgem loses price 4: South
|  | Heating Occupancy | 0.058 1: 779.47; based on Ofgem loses price 2: North; based on Ofgem loses price 3: 547.4; based on Ofgem loses price 4: South
|  | Lighting occupancy sensors | 0.058 1: 788
|  | Energy price (£/kWh) | 0.058 1: 0.058; based on Ofgem loses price 2: based on Ofgem loses price
|  | Total opex savings (£/yr) | 1 | 2 | 3 | 4 | 5 | 6 | 7 | 8 | 9 | 10 | 11 | 12 | 13 | 14 | 15 | 16 | 17 | 18 | 19 | 20 | 21 | 22 | 23 | 24 | 25
|  |  | 2023/24 | 2024/25 | 2025/26 | 2026/27 | 2027/28
| SHEPD | Spray roof insulation | 683.517 | 655.934 | 622.7851 | 6540.6225 | 0 | 0 | 0 | 0 | 0 | 0 | 0 | 0 | 0 | 0 | 0 | 0 | 0 | 0 | 0 | 0 | 0 | 0 | 0 | 0 | 0
| SHEPD | Double Glazing | 3758.7242 | 3607.0426 | 3424.7538 | 35967.4994 | 0 | 0 | 0 | 0 | 0 | 0 | 0 | 0 | 0 | 0 | 0 | 0 | 0 | 0 | 0 | 0 | 0 | 0 | 0 | 0 | 0
| SHEPD | Heating Occupancy | 6273.689 | 6020.5172 | 5716.2588 | 60033.3764 | 0 | 0 | 0 | 0 | 0 | 0 | 0 | 0 | 0 | 0 | 0 | 0 | 0 | 0 | 0 | 0 | 0 | 0 | 0 | 0 | 0
| SHEPD | Lighting occupancy sensors | 6342.3441 | 6086.4017 | 5778.8138 | 60690.3416 | 0 | 0 | 0 | 0 | 0 | 0 | 0 | 0 | 0 | 0 | 0 | 0 | 0 | 0 | 0 | 0 | 0 | 0 | 0 | 0 | 0
| SHEPD | Total | 17058.2743 | 16369.8954 | 15542.6115 | 163231.8399 | 0 | 0 | 0 | 0 | 0 | 0 | 0 | 0 | 0 | 0 | 0 | 0 | 0 | 0 | 0 | 0 | 0 | 0 | 0 | 0 | 0
| SEPD | Spray roof insulation | 8182.009 | 6654.0577 | 5069.1179 | 2218.4625 | 20741.1962 | 0 | 0 | 0 | 0 | 0 | 0 | 0 | 0 | 0 | 0 | 0 | 0 | 0 | 0 | 0 | 0 | 0 | 0 | 0 | 0
| SEPD | Double Glazing | 34877.2954 | 28364.1263 | 27875.5569 | 12199.5344 | 114057.7917 | 0 | 0 | 0 | 0 | 0 | 0 | 0 | 0 | 0 | 0 | 0 | 0 | 0 | 0 | 0 | 0 | 0 | 0 | 0 | 0
| SEPD | Heating Occupancy | 52739.8661 | 42890.9468 | 32674.6892 | 14299.8397 | 133694.2937 | 0 | 0 | 0 | 0 | 0 | 0 | 0 | 0 | 0 | 0 | 0 | 0 | 0 | 0 | 0 | 0 | 0 | 0 | 0 | 0
| SEPD | Lighting occupancy sensors | 75920.7426 | 61742.9047 | 47036.2716 | 20585.0816 | 192457.2588 | 0 | 0 | 0 | 0 | 0 | 0 | 0 | 0 | 0 | 0 | 0 | 0 | 0 | 0 | 0 | 0 | 0 | 0 | 0 | 0
| SEPD | Total | 171719.913 | 139652.0354 | 112655.6356 | 49302.9182 | 460950.5404 | 0 | 0 | 0 | 0 | 0 | 0 | 0 | 0 | 0 | 0 | 0 | 0 | 0 | 0 | 0 | 0 | 0 | 0 | 0 | 0
| SHEPD | Cumulative opex savings (£k) | 17.0583 | 33.4282 | 48.9708 | 212.2026 | 212.2026 | 212.2026 | 212.2026 | 212.2026 | 212.2026 | 212.2026 | 212.2026 | 212.2026 | 212.2026 | 212.2026 | 212.2026 | 212.2026 | 212.2026 | 212.2026 | 212.2026 | 212.2026 | 212.2026 | 212.2026 | 212.2026 | 212.2026 | 212.2026
| SEPD | Cumulative opex savings (£k) | 171.7199 | 311.3719 | 424.0276 | 473.3305 | 934.281 | 934.281 | 934.281 | 934.281 | 934.281 | 934.281 | 934.281 | 934.281 | 934.281 | 934.281 | 934.281 | 934.281 | 934.281 | 934.281 | 934.281 | 934.281 | 934.281 | 934.281 | 934.281 | 934.281 | 934.281
|  | Co2 savings | 0.058 1: based on energy saving saving * electricity emissions factor
|  | Emission factor (kg CO2/kWh) | 0.058 1: 0.28
|  | Total CO2 savings (kg CO2/yr) | 1 | 2 | 3 | 4 | 5 | 6 | 7 | 8 | 9 | 10 | 11 | 12 | 13 | 14 | 15 | 16 | 17 | 18 | 19 | 20 | 21 | 22 | 23 | 24 | 25
|  |  | 2023/24 | 2024/25 | 2025/26 | 2026/27 | 2027/28
| SHEPD | Spray roof insulation | 3299.7371 | 3166.5777 | 3006.5487 | 31575.4191 | 0 | 0 | 0 | 0 | 0 | 0 | 0 | 0 | 0 | 0 | 0 | 0 | 0 | 0 | 0 | 0 | 0 | 0 | 0 | 0 | 0
| SHEPD | Double Glazing | 18145.5652 | 17413.3092 | 16533.2944 | 173636.204 | 0 | 0 | 0 | 0 | 0 | 0 | 0 | 0 | 0 | 0 | 0 | 0 | 0 | 0 | 0 | 0 | 0 | 0 | 0 | 0 | 0
| SHEPD | Heating Occupancy | 30286.7745 | 29064.5656 | 27595.7323 | 289816.2996 | 0 | 0 | 0 | 0 | 0 | 0 | 0 | 0 | 0 | 0 | 0 | 0 | 0 | 0 | 0 | 0 | 0 | 0 | 0 | 0 | 0
| SHEPD | Lighting occupancy sensors | 30618.2128 | 29382.6288 | 27897.7216 | 292987.856 | 0 | 0 | 0 | 0 | 0 | 0 | 0 | 0 | 0 | 0 | 0 | 0 | 0 | 0 | 0 | 0 | 0 | 0 | 0 | 0 | 0
| SHEPD | Total | 82350.2896 | 79027.0813 | 75033.297 | 788015.7787 | 0 | 0 | 0 | 0 | 0 | 0 | 0 | 0 | 0 | 0 | 0 | 0 | 0 | 0 | 0 | 0 | 0 | 0 | 0 | 0 | 0
| SEPD | Spray roof insulation | 39499.3536 | 32123.037 | 24471.6037 | 10709.8191 | 100129.9126 | 0 | 0 | 0 | 0 | 0 | 0 | 0 | 0 | 0 | 0 | 0 | 0 | 0 | 0 | 0 | 0 | 0 | 0 | 0 | 0
| SEPD | Double Glazing | 168373.1504 | 136930.2648 | 104314.644 | 45652.544 | 426821.892 | 0 | 0 | 0 | 0 | 0 | 0 | 0 | 0 | 0 | 0 | 0 | 0 | 0 | 0 | 0 | 0 | 0 | 0 | 0 | 0
| SEPD | Heating Occupancy | 254606.2501 | 207059.743 | 157739.8788 | 69033.7088 | 645420.7284 | 0 | 0 | 0 | 0 | 0 | 0 | 0 | 0 | 0 | 0 | 0 | 0 | 0 | 0 | 0 | 0 | 0 | 0 | 0 | 0
| SEPD | Lighting occupancy sensors | 366513.9296 | 298069.1952 | 227071.656 | 99376.256 | 929104.008 | 0 | 0 | 0 | 0 | 0 | 0 | 0 | 0 | 0 | 0 | 0 | 0 | 0 | 0 | 0 | 0 | 0 | 0 | 0 | 0
| SEPD | Total | 828992.6837 | 674182.24 | 513597.7825 | 224772.3279 | 2101476.541 | 0 | 0 | 0 | 0 | 0 | 0 | 0 | 0 | 0 | 0 | 0 | 0 | 0 | 0 | 0 | 0 | 0 | 0 | 0 | 0
| SHEPD | Cumulative CO2 savings (t CO2) | 82.3503 | 161.3774 | 236.4107 | 1024.4264 | 1024.4264 | 1024.4264 | 1024.4264 | 1024.4264 | 1024.4264 | 1024.4264 | 1024.4264 | 1024.4264 | 1024.4264 | 1024.4264 | 1024.4264 | 1024.4264 | 1024.4264 | 1024.4264 | 1024.4264 | 1024.4264 | 1024.4264 | 1024.4264 | 1024.4264 | 1024.4264 | 1024.4264
| SEPD | Cumulative CO2 savings (t CO2) | 828.9927 | 1503.1749 | 2016.7727 | 2241.545 | 4343.0216 | 4343.0216 | 4343.0216 | 4343.0216 | 4343.0216 | 4343.0216 | 4343.0216 | 4343.0216 | 4343.0216 | 4343.0216 | 4343.0216 | 4343.0216 | 4343.0216 | 4343.0216 | 4343.0216 | 4343.0216 | 4343.0216 | 4343.0216 | 4343.0216 | 4343.0216 | 4343.0216
Cost outlay format for the model
|  | 1 | 0.28 2: 2; 0.28 4: 3; 0.28 6: 4; 0.28 8: 5; 0.28 10: 6; 0.28 12: 7; 0.28 14: 8; 0.28 16: 9; 0.28 18: 10; 0.28 20: 11; 0.28 22: 12; 0.28 24: 13 | 14 |  | 15 |  | 16 |  | 17 |  | 18 |  | 19 |  | 20 |  | 21 |  | 22 |  | 23 |  | 24 |  | 25 |  | 26 |  | 27 |  | 28 |  | 29 |  | 30 |  | 31 |  | 32 |  | 33 |  | 34 |  | 35 |  | 36 |  | 37 |  | 38 |  | 39 |  | 40 |  | 41 |  | 42 |  | 43 |  | 44 |  | 45
|  | 2024 | 0.28 2: 2025; 0.28 4: 2026; 0.28 6: 2027; 0.28 8: 2028; 0.28 10: 2029; 0.28 12: 2030; 0.28 14: 2031; 0.28 16: 2032; 0.28 18: 2033; 0.28 20: 2034; 0.28 22: 2035; 0.28 24: 2036 | 2037
|  | Vol | Cost | Vol | Cost | Vol | Cost | Vol | Cost | Vol | Cost | Vol | Cost | Vol | Cost | Vol | Cost | Vol | Cost | Vol | Cost | Vol | Cost | Vol | Cost | Vol | Cost | Vol | Cost | Vol | Cost | Vol | Cost | Vol | Cost | Vol | Cost | Vol | Cost | Vol | Cost | Vol | Cost | Vol | Cost | Vol | Cost | Vol | Cost | Vol | Cost | Vol | Cost | Vol | Cost | Vol | Cost | Vol | Cost | Vol | Cost | Vol | Cost | Vol | Cost | Vol | Cost | Vol | Cost | Vol | Cost | Vol | Cost | Vol | Cost | Vol | Cost | Vol | Cost | Vol | Cost | Vol | Cost | Vol | Cost | Vol | Cost | Vol | Cost | Vol | Cost
Investment costs (£k)
| SHEPD | 1 | 0.28 1: 39.2428; 0.28 2: 1; 0.28 3: 37.9716; 0.28 4: 1; 0.28 5: 36.4439; 0.28 6: 10; 0.28 7: 378.8533; 0.28 8: 0; 0.28 9: 0
| SEPD | 4 | 0.28 1: 408.0468; 0.28 2: 4; 0.28 3: 337.6291; 0.28 4: 4; 0.28 5: 264.585; 0.28 6: 4; 0.28 7: 133.2088; 0.28 8: 15; 0.28 9: 1072.0157
Ongoing costs (£k)
| SHEPD |  | 0.28 1: 28.4863; 0.28 3: 28.4863; 0.28 5: 28.4863; 0.28 7: 28.4863; 0.28 9: 28.4863; 0.28 11: 28.4863; 0.28 13: 28.4863; 0.28 15: 28.4863; 0.28 17: 28.4863; 0.28 19: 28.4863; 0.28 21: 28.4863; 0.28 23: 28.4863; 0.28 25: 28.4863 |  | 28.4863 |  | 28.4863 |  | 28.4863 |  | 28.4863 |  | 28.4863 |  | 28.4863 |  | 28.4863 |  | 28.4863 |  | 28.4863 |  | 28.4863 |  | 28.4863 |  | 28.4863 |  | 28.4863 |  | 28.4863 |  | 28.4863 |  | 28.4863 |  | 28.4863 |  | 28.4863 |  | 28.4863 |  | 28.4863 |  | 28.4863 |  | 28.4863 |  | 28.4863 |  | 28.4863 |  | 28.4863 |  | 28.4863 |  | 28.4863 |  | 28.4863 |  | 28.4863 |  | 28.4863 |  | 28.4863 |  | 28.4863
| SEPD |  | 0.28 1: 143.606; 0.28 3: 143.606; 0.28 5: 143.606; 0.28 7: 143.606; 0.28 9: 143.606; 0.28 11: 143.606; 0.28 13: 143.606; 0.28 15: 143.606; 0.28 17: 143.606; 0.28 19: 143.606; 0.28 21: 143.606; 0.28 23: 143.606; 0.28 25: 143.606 |  | 143.606 |  | 143.606 |  | 143.606 |  | 143.606 |  | 143.606 |  | 143.606 |  | 143.606 |  | 143.606 |  | 143.606 |  | 143.606 |  | 143.606 |  | 143.606 |  | 143.606 |  | 143.606 |  | 143.606 |  | 143.606 |  | 143.606 |  | 143.606 |  | 143.606 |  | 143.606 |  | 143.606 |  | 143.606 |  | 143.606 |  | 143.606 |  | 143.606 |  | 143.606 |  | 143.606 |  | 143.606 |  | 143.606 |  | 143.606 |  | 143.606 |  | 143.606

## Option 3
Option 3
RIIO-ED2 Cost Benefit Analysis template
| 0 | 0
| Term (years from first year of RIIO-ED2) | NPV (£m)
| 10 | 0
| 20 | 0
| 30 | 0
| 45 | 0
| 48 | 0
| First year of investment out flow | 2024 |  | RIIO-ED2 |  |  |  |  | RIIO-ED3 |  |  |  |  | RIIO-ED4 |  |  |  |  | RIIO-ED5 |  |  |  |  | RIIO-ED6 |  |  |  |  | RIIO-ED7 |  |  |  | RIIO-ED8 |  |  |  | RIIO-ED9 |  |  |  | RIIO-ED10 |  |  |  | RIIO-ED11 |  |  |  | RIIO-ED12 |  |  |  | RIIO-ED13
|  |  | 0 | 1 | 2 | 3 | 4 | 5 | 6 | 7 | 8 | 9 | 10 | 11 | 12 | 13 | 14 | 15 | 16 | 17 | 18 | 19 | 20 | 21 | 22 | 23 | 24 | 25 | 26 | 27 | 28 | 29 | 30 | 31 | 32 | 33 | 34 | 35 | 36 | 37 | 38 | 39 | 40 | 41 | 42 | 43 | 44 | 45 | 46 | 47 | 48 | 49 | 50 | 51 | 52 | 53
|  | Calculation | Units | 2024 | 2025 | 2026 | 2027 | 2028 | 2029 | 2030 | 2031 | 2032 | 2033 | 2034 | 2035 | 2036 | 2037 | 2038 | 2039 | 2040 | 2041 | 2042 | 2043 | 2044 | 2045 | 2046 | 2047 | 2048 | 2049 | 2050 | 2051 | 2052 | 2053 | 2054 | 2055 | 2056 | 2057 | 2058 | 2059 | 2060 | 2061 | 2062 | 2063 | 2064 | 2065 | 2066 | 2067 | 2068 | 2069 | 2070 | 2071 | 2072 | 2073 | 2074 | 2075 | 2076
Investment | Environmental Reporting | [Add notes here] | bar: 0 to RIIO-ED13 53
| Environmental Reporting | [Add notes here] | bar: 0 to RIIO-ED13 53
| Please specify | [Add notes here] | bar: 0 to RIIO-ED13 53
| Please specify | [Add notes here] | bar: 0 to RIIO-ED13 53
| Please specify | [Add notes here] | bar: 0 to RIIO-ED13 53
| Total investment |  | £m | 0 | 0 | 0 | 0 | 0 | 0 | 0 | 0 | 0 | 0 | 0 | 0 | 0 | 0 | 0 | 0 | 0 | 0 | 0 | 0 | 0 | 0 | 0 | 0 | 0 | 0 | 0 | 0 | 0 | 0 | 0 | 0 | 0 | 0 | 0 | 0 | 0 | 0 | 0 | 0 | 0 | 0 | 0 | 0 | 0 | 0 | 0 | 0 | 0 | 0 | 0 | 0 | 0
Avoided DNO costs | Inspections & Maintenance | bar: 0 to RIIO-ED13 53
Asset Replacement | bar: 0 to RIIO-ED13 53
| Please specify | [Add notes here] | bar: 0 to RIIO-ED13 53
| Please specify | [Add notes here] | bar: 0 to RIIO-ED13 53
| Please specify | [Add notes here] | bar: 0 to RIIO-ED13 53
| Please specify | [Add notes here] | bar: 0 to RIIO-ED13 53
| Total avoided DNO costs |  | £m | 0 | 0 | 0 | 0 | 0 | 0 | 0 | 0 | 0 | 0 | 0 | 0 | 0 | 0 | 0 | 0 | 0 | 0 | 0 | 0 | 0 | 0 | 0 | 0 | 0 | 0 | 0 | 0 | 0 | 0 | 0 | 0 | 0 | 0 | 0 | 0 | 0 | 0 | 0 | 0 | 0 | 0 | 0 | 0 | 0 | 0 | 0 | 0 | 0 | 0 | 0 | 0 | 0
| Total DNO net benefits before capitalisation | (1) = investment + DNO benefits | £m | 0 | 0 | 0 | 0 | 0 | 0 | 0 | 0 | 0 | 0 | 0 | 0 | 0 | 0 | 0 | 0 | 0 | 0 | 0 | 0 | 0 | 0 | 0 | 0 | 0 | 0 | 0 | 0 | 0 | 0 | 0 | 0 | 0 | 0 | 0 | 0 | 0 | 0 | 0 | 0 | 0 | 0 | 0 | 0 | 0 | 0 | 0 | 0 | 0 | 0 | 0 | 0 | 0
| Capitalisation rates | (2) | % | 70% | 70% | 70% | 70% | 70% | 70% | 70% | 70% | 70% | 70% | 70% | 70% | 70% | 70% | 70% | 70% | 70% | 70% | 70% | 70% | 70% | 70% | 70% | 70% | 70% | 70% | 70% | 70% | 70% | 70% | 70% | 70% | 70% | 70% | 70% | 70% | 70% | 70% | 70% | 70% | 70% | 70% | 70% | 70% | 70%
| Capitalised investment | (3)=(1)x(2) | £m | 0 | 0 | 0 | 0 | 0 | 0 | 0 | 0 | 0 | 0 | 0 | 0 | 0 | 0 | 0 | 0 | 0 | 0 | 0 | 0 | 0 | 0 | 0 | 0 | 0 | 0 | 0 | 0 | 0 | 0 | 0 | 0 | 0 | 0 | 0 | 0 | 0 | 0 | 0 | 0 | 0 | 0 | 0 | 0 | 0
| Investment to be expensed | (4)=(1)-(3) | £m | 0 | 0 | 0 | 0 | 0 | 0 | 0 | 0 | 0 | 0 | 0 | 0 | 0 | 0 | 0 | 0 | 0 | 0 | 0 | 0 | 0 | 0 | 0 | 0 | 0 | 0 | 0 | 0 | 0 | 0 | 0 | 0 | 0 | 0 | 0 | 0 | 0 | 0 | 0 | 0 | 0 | 0 | 0 | 0 | 0
| Depn of 2024 additions | (5)2024=(3)2024*Dep_ratet | £m |  | 0 | 0 | 0 | 0 | 0 | 0 | 0 | 0 | 0 | 0 | 0 | 0 | 0 | 0 | 0 | 0 | 0 | 0 | 0 | 0 | 0 | 0 | 0 | 0 | 0 | 0 | 0 | 0 | 0 | 0 | 0 | 0 | 0 | 0 | 0 | 0 | 0 | 0 | 0 | 0 | 0 | 0 | 0 | 0 | 0
| Depn of 2025 additions | (5)2025=(3)2025*Dep_ratet | £m |  |  | 0 | 0 | 0 | 0 | 0 | 0 | 0 | 0 | 0 | 0 | 0 | 0 | 0 | 0 | 0 | 0 | 0 | 0 | 0 | 0 | 0 | 0 | 0 | 0 | 0 | 0 | 0 | 0 | 0 | 0 | 0 | 0 | 0 | 0 | 0 | 0 | 0 | 0 | 0 | 0 | 0 | 0 | 0 | 0 | 0
| Depn of 2026 additions | (5)2026=(3)2026*Dep_ratet | £m |  |  |  | 0 | 0 | 0 | 0 | 0 | 0 | 0 | 0 | 0 | 0 | 0 | 0 | 0 | 0 | 0 | 0 | 0 | 0 | 0 | 0 | 0 | 0 | 0 | 0 | 0 | 0 | 0 | 0 | 0 | 0 | 0 | 0 | 0 | 0 | 0 | 0 | 0 | 0 | 0 | 0 | 0 | 0 | 0 | 0 | 0
| Depn of 2027 additions | (5)2027=(3)2027*Dep_ratet | £m |  |  |  |  | 0 | 0 | 0 | 0 | 0 | 0 | 0 | 0 | 0 | 0 | 0 | 0 | 0 | 0 | 0 | 0 | 0 | 0 | 0 | 0 | 0 | 0 | 0 | 0 | 0 | 0 | 0 | 0 | 0 | 0 | 0 | 0 | 0 | 0 | 0 | 0 | 0 | 0 | 0 | 0 | 0 | 0 | 0 | 0 | 0
| Depn of 2028 additions | (5)2028=(3)2028*Dep_ratet | £m | [5 empty] | 0 | 0 | 0 | 0 | 0 | 0 | 0 | 0 | 0 | 0 | 0 | 0 | 0 | 0 | 0 | 0 | 0 | 0 | 0 | 0 | 0 | 0 | 0 | 0 | 0 | 0 | 0 | 0 | 0 | 0 | 0 | 0 | 0 | 0 | 0 | 0 | 0 | 0 | 0 | 0 | 0 | 0 | 0 | 0 | 0
| Depn of 2029 additions | (5)2029=(3)2029*Dep_ratet | £m | [6 empty] | 0 | 0 | 0 | 0 | 0 | 0 | 0 | 0 | 0 | 0 | 0 | 0 | 0 | 0 | 0 | 0 | 0 | 0 | 0 | 0 | 0 | 0 | 0 | 0 | 0 | 0 | 0 | 0 | 0 | 0 | 0 | 0 | 0 | 0 | 0 | 0 | 0 | 0 | 0 | 0 | 0 | 0 | 0 | 0 | 0
| Depn of 2030 additions | (5)2030=(3)2030*Dep_ratet | £m | [7 empty] | 0 | 0 | 0 | 0 | 0 | 0 | 0 | 0 | 0 | 0 | 0 | 0 | 0 | 0 | 0 | 0 | 0 | 0 | 0 | 0 | 0 | 0 | 0 | 0 | 0 | 0 | 0 | 0 | 0 | 0 | 0 | 0 | 0 | 0 | 0 | 0 | 0 | 0 | 0 | 0 | 0 | 0 | 0 | 0 | 0
| Depn of 2031 additions | (5)2031=(3)2031*Dep_ratet | £m | [8 empty] | 0 | 0 | 0 | 0 | 0 | 0 | 0 | 0 | 0 | 0 | 0 | 0 | 0 | 0 | 0 | 0 | 0 | 0 | 0 | 0 | 0 | 0 | 0 | 0 | 0 | 0 | 0 | 0 | 0 | 0 | 0 | 0 | 0 | 0 | 0 | 0 | 0 | 0 | 0 | 0 | 0 | 0 | 0 | 0 | 0
| Depn of 2032 additions | (5)2032=(3)2032*Dep_ratet | £m | [9 empty] | 0 | 0 | 0 | 0 | 0 | 0 | 0 | 0 | 0 | 0 | 0 | 0 | 0 | 0 | 0 | 0 | 0 | 0 | 0 | 0 | 0 | 0 | 0 | 0 | 0 | 0 | 0 | 0 | 0 | 0 | 0 | 0 | 0 | 0 | 0 | 0 | 0 | 0 | 0 | 0 | 0 | 0 | 0 | 0
| Depn of 2033 additions | (5)2033=(3)2033*Dep_ratet | £m | [10 empty] | 0 | 0 | 0 | 0 | 0 | 0 | 0 | 0 | 0 | 0 | 0 | 0 | 0 | 0 | 0 | 0 | 0 | 0 | 0 | 0 | 0 | 0 | 0 | 0 | 0 | 0 | 0 | 0 | 0 | 0 | 0 | 0 | 0 | 0 | 0 | 0 | 0 | 0 | 0 | 0 | 0 | 0 | 0
| Depn of 2034 additions | (5)2034=(3)2034*Dep_ratet | £m | [11 empty] | 0 | 0 | 0 | 0 | 0 | 0 | 0 | 0 | 0 | 0 | 0 | 0 | 0 | 0 | 0 | 0 | 0 | 0 | 0 | 0 | 0 | 0 | 0 | 0 | 0 | 0 | 0 | 0 | 0 | 0 | 0 | 0 | 0 | 0 | 0 | 0 | 0 | 0 | 0 | 0 | 0 | 0
| Depn of 2035 additions | (5)2035=(3)2035*Dep_ratet | £m | [12 empty] | 0 | 0 | 0 | 0 | 0 | 0 | 0 | 0 | 0 | 0 | 0 | 0 | 0 | 0 | 0 | 0 | 0 | 0 | 0 | 0 | 0 | 0 | 0 | 0 | 0 | 0 | 0 | 0 | 0 | 0 | 0 | 0 | 0 | 0 | 0 | 0 | 0 | 0 | 0 | 0 | 0
| Depn of 2036 additions | (5)2036=(3)2036*Dep_ratet | £m | [13 empty] | 0 | 0 | 0 | 0 | 0 | 0 | 0 | 0 | 0 | 0 | 0 | 0 | 0 | 0 | 0 | 0 | 0 | 0 | 0 | 0 | 0 | 0 | 0 | 0 | 0 | 0 | 0 | 0 | 0 | 0 | 0 | 0 | 0 | 0 | 0 | 0 | 0 | 0 | 0 | 0
| Depn of 2037 additions | (5)2037=(3)2037*Dep_ratet | £m | [14 empty] | 0 | 0 | 0 | 0 | 0 | 0 | 0 | 0 | 0 | 0 | 0 | 0 | 0 | 0 | 0 | 0 | 0 | 0 | 0 | 0 | 0 | 0 | 0 | 0 | 0 | 0 | 0 | 0 | 0 | 0 | 0 | 0 | 0 | 0 | 0 | 0 | 0 | 0 | 0
| Depn of 2038 additions | (5)2038=(3)2038*Dep_ratet | £m | [15 empty] | 0 | 0 | 0 | 0 | 0 | 0 | 0 | 0 | 0 | 0 | 0 | 0 | 0 | 0 | 0 | 0 | 0 | 0 | 0 | 0 | 0 | 0 | 0 | 0 | 0 | 0 | 0 | 0 | 0 | 0 | 0 | 0 | 0 | 0 | 0 | 0 | 0 | 0
| Depn of 2039 additions | (5)2039=(3)2039*Dep_ratet | £m | [16 empty] | 0 | 0 | 0 | 0 | 0 | 0 | 0 | 0 | 0 | 0 | 0 | 0 | 0 | 0 | 0 | 0 | 0 | 0 | 0 | 0 | 0 | 0 | 0 | 0 | 0 | 0 | 0 | 0 | 0 | 0 | 0 | 0 | 0 | 0 | 0 | 0 | 0
| Depn of 2040 additions | (5)2040=(3)2040*Dep_ratet | £m | [17 empty] | 0 | 0 | 0 | 0 | 0 | 0 | 0 | 0 | 0 | 0 | 0 | 0 | 0 | 0 | 0 | 0 | 0 | 0 | 0 | 0 | 0 | 0 | 0 | 0 | 0 | 0 | 0 | 0 | 0 | 0 | 0 | 0 | 0 | 0 | 0 | 0
| Depn of 2041 additions | (5)2041=(3)2041*Dep_ratet | £m | [18 empty] | 0 | 0 | 0 | 0 | 0 | 0 | 0 | 0 | 0 | 0 | 0 | 0 | 0 | 0 | 0 | 0 | 0 | 0 | 0 | 0 | 0 | 0 | 0 | 0 | 0 | 0 | 0 | 0 | 0 | 0 | 0 | 0 | 0 | 0 | 0
| Depn of 2042 additions | (5)2042=(3)2042*Dep_ratet | £m | [19 empty] | 0 | 0 | 0 | 0 | 0 | 0 | 0 | 0 | 0 | 0 | 0 | 0 | 0 | 0 | 0 | 0 | 0 | 0 | 0 | 0 | 0 | 0 | 0 | 0 | 0 | 0 | 0 | 0 | 0 | 0 | 0 | 0 | 0 | 0
| Depn of 2043 additions | (5)2043=(3)2043*Dep_ratet | £m | [20 empty] | 0 | 0 | 0 | 0 | 0 | 0 | 0 | 0 | 0 | 0 | 0 | 0 | 0 | 0 | 0 | 0 | 0 | 0 | 0 | 0 | 0 | 0 | 0 | 0 | 0 | 0 | 0 | 0 | 0 | 0 | 0 | 0 | 0
| Depn of 2044 additions | (5)2044=(3)2044*Dep_ratet | £m | [21 empty] | 0 | 0 | 0 | 0 | 0 | 0 | 0 | 0 | 0 | 0 | 0 | 0 | 0 | 0 | 0 | 0 | 0 | 0 | 0 | 0 | 0 | 0 | 0 | 0 | 0 | 0 | 0 | 0 | 0 | 0 | 0 | 0
| Depn of 2045 additions | (5)2045=(3)2045*Dep_ratet | 0: £m; RIIO-ED6 23: 0; RIIO-ED6 24: 0; RIIO-ED6 25: 0; RIIO-ED7 26: 0; RIIO-ED7 27: 0; RIIO-ED7 28: 0; RIIO-ED7 29: 0; RIIO-ED8 30: 0; RIIO-ED8 31: 0; RIIO-ED8 32: 0; RIIO-ED8 33: 0; RIIO-ED9 34: 0; RIIO-ED9 35: 0; RIIO-ED9 36: 0; RIIO-ED9 37: 0; RIIO-ED10 38: 0; RIIO-ED10 39: 0; RIIO-ED10 40: 0; RIIO-ED10 41: 0; RIIO-ED11 42: 0; RIIO-ED11 43: 0; RIIO-ED11 44: 0; RIIO-ED11 45: 0; RIIO-ED12 46: 0; RIIO-ED12 47: 0; RIIO-ED12 48: 0; RIIO-ED12 49: 0; RIIO-ED13 50: 0; RIIO-ED13 51: 0; RIIO-ED13 52: 0; RIIO-ED13 53: 0
| Depn of 2046 additions | (5)2046=(3)2046*Dep_ratet | 0: £m; RIIO-ED6 24: 0; RIIO-ED6 25: 0; RIIO-ED7 26: 0; RIIO-ED7 27: 0; RIIO-ED7 28: 0; RIIO-ED7 29: 0; RIIO-ED8 30: 0; RIIO-ED8 31: 0; RIIO-ED8 32: 0; RIIO-ED8 33: 0; RIIO-ED9 34: 0; RIIO-ED9 35: 0; RIIO-ED9 36: 0; RIIO-ED9 37: 0; RIIO-ED10 38: 0; RIIO-ED10 39: 0; RIIO-ED10 40: 0; RIIO-ED10 41: 0; RIIO-ED11 42: 0; RIIO-ED11 43: 0; RIIO-ED11 44: 0; RIIO-ED11 45: 0; RIIO-ED12 46: 0; RIIO-ED12 47: 0; RIIO-ED12 48: 0; RIIO-ED12 49: 0; RIIO-ED13 50: 0; RIIO-ED13 51: 0; RIIO-ED13 52: 0; RIIO-ED13 53: 0
| Depn of 2047 additions | (5)2047=(3)2047*Dep_ratet | 0: £m; RIIO-ED6 25: 0; RIIO-ED7 26: 0; RIIO-ED7 27: 0; RIIO-ED7 28: 0; RIIO-ED7 29: 0; RIIO-ED8 30: 0; RIIO-ED8 31: 0; RIIO-ED8 32: 0; RIIO-ED8 33: 0; RIIO-ED9 34: 0; RIIO-ED9 35: 0; RIIO-ED9 36: 0; RIIO-ED9 37: 0; RIIO-ED10 38: 0; RIIO-ED10 39: 0; RIIO-ED10 40: 0; RIIO-ED10 41: 0; RIIO-ED11 42: 0; RIIO-ED11 43: 0; RIIO-ED11 44: 0; RIIO-ED11 45: 0; RIIO-ED12 46: 0; RIIO-ED12 47: 0; RIIO-ED12 48: 0; RIIO-ED12 49: 0; RIIO-ED13 50: 0; RIIO-ED13 51: 0; RIIO-ED13 52: 0; RIIO-ED13 53: 0
| Depn of 2048 additions | (5)2048=(3)2048*Dep_ratet | 0: £m; RIIO-ED7 26: 0; RIIO-ED7 27: 0; RIIO-ED7 28: 0; RIIO-ED7 29: 0; RIIO-ED8 30: 0; RIIO-ED8 31: 0; RIIO-ED8 32: 0; RIIO-ED8 33: 0; RIIO-ED9 34: 0; RIIO-ED9 35: 0; RIIO-ED9 36: 0; RIIO-ED9 37: 0; RIIO-ED10 38: 0; RIIO-ED10 39: 0; RIIO-ED10 40: 0; RIIO-ED10 41: 0; RIIO-ED11 42: 0; RIIO-ED11 43: 0; RIIO-ED11 44: 0; RIIO-ED11 45: 0; RIIO-ED12 46: 0; RIIO-ED12 47: 0; RIIO-ED12 48: 0; RIIO-ED12 49: 0; RIIO-ED13 50: 0; RIIO-ED13 51: 0; RIIO-ED13 52: 0; RIIO-ED13 53: 0
| Depn of 2049 additions | (5)2049=(3)2049*Dep_ratet | 0: £m; RIIO-ED7 27: 0; RIIO-ED7 28: 0; RIIO-ED7 29: 0; RIIO-ED8 30: 0; RIIO-ED8 31: 0; RIIO-ED8 32: 0; RIIO-ED8 33: 0; RIIO-ED9 34: 0; RIIO-ED9 35: 0; RIIO-ED9 36: 0; RIIO-ED9 37: 0; RIIO-ED10 38: 0; RIIO-ED10 39: 0; RIIO-ED10 40: 0; RIIO-ED10 41: 0; RIIO-ED11 42: 0; RIIO-ED11 43: 0; RIIO-ED11 44: 0; RIIO-ED11 45: 0; RIIO-ED12 46: 0; RIIO-ED12 47: 0; RIIO-ED12 48: 0; RIIO-ED12 49: 0; RIIO-ED13 50: 0; RIIO-ED13 51: 0; RIIO-ED13 52: 0; RIIO-ED13 53: 0
| Depn of 2050 additions | (5)2050=(3)2050*Dep_ratet | 0: £m; RIIO-ED7 28: 0; RIIO-ED7 29: 0; RIIO-ED8 30: 0; RIIO-ED8 31: 0; RIIO-ED8 32: 0; RIIO-ED8 33: 0; RIIO-ED9 34: 0; RIIO-ED9 35: 0; RIIO-ED9 36: 0; RIIO-ED9 37: 0; RIIO-ED10 38: 0; RIIO-ED10 39: 0; RIIO-ED10 40: 0; RIIO-ED10 41: 0; RIIO-ED11 42: 0; RIIO-ED11 43: 0; RIIO-ED11 44: 0; RIIO-ED11 45: 0; RIIO-ED12 46: 0; RIIO-ED12 47: 0; RIIO-ED12 48: 0; RIIO-ED12 49: 0; RIIO-ED13 50: 0; RIIO-ED13 51: 0; RIIO-ED13 52: 0; RIIO-ED13 53: 0
| Depn of 2051 additions | (5)2051=(3)2051*Dep_ratet | 0: £m; RIIO-ED7 29: 0; RIIO-ED8 30: 0; RIIO-ED8 31: 0; RIIO-ED8 32: 0; RIIO-ED8 33: 0; RIIO-ED9 34: 0; RIIO-ED9 35: 0; RIIO-ED9 36: 0; RIIO-ED9 37: 0; RIIO-ED10 38: 0; RIIO-ED10 39: 0; RIIO-ED10 40: 0; RIIO-ED10 41: 0; RIIO-ED11 42: 0; RIIO-ED11 43: 0; RIIO-ED11 44: 0; RIIO-ED11 45: 0; RIIO-ED12 46: 0; RIIO-ED12 47: 0; RIIO-ED12 48: 0; RIIO-ED12 49: 0; RIIO-ED13 50: 0; RIIO-ED13 51: 0; RIIO-ED13 52: 0; RIIO-ED13 53: 0
| Depn of 2052 additions | (5)2052=(3)2052*Dep_ratet | 0: £m; RIIO-ED8 30: 0; RIIO-ED8 31: 0; RIIO-ED8 32: 0; RIIO-ED8 33: 0; RIIO-ED9 34: 0; RIIO-ED9 35: 0; RIIO-ED9 36: 0; RIIO-ED9 37: 0; RIIO-ED10 38: 0; RIIO-ED10 39: 0; RIIO-ED10 40: 0; RIIO-ED10 41: 0; RIIO-ED11 42: 0; RIIO-ED11 43: 0; RIIO-ED11 44: 0; RIIO-ED11 45: 0; RIIO-ED12 46: 0; RIIO-ED12 47: 0; RIIO-ED12 48: 0; RIIO-ED12 49: 0; RIIO-ED13 50: 0; RIIO-ED13 51: 0; RIIO-ED13 52: 0; RIIO-ED13 53: 0
| Depn of 2053 additions | (5)2053=(3)2053*Dep_ratet | 0: £m; RIIO-ED8 31: 0; RIIO-ED8 32: 0; RIIO-ED8 33: 0; RIIO-ED9 34: 0; RIIO-ED9 35: 0; RIIO-ED9 36: 0; RIIO-ED9 37: 0; RIIO-ED10 38: 0; RIIO-ED10 39: 0; RIIO-ED10 40: 0; RIIO-ED10 41: 0; RIIO-ED11 42: 0; RIIO-ED11 43: 0; RIIO-ED11 44: 0; RIIO-ED11 45: 0; RIIO-ED12 46: 0; RIIO-ED12 47: 0; RIIO-ED12 48: 0; RIIO-ED12 49: 0; RIIO-ED13 50: 0; RIIO-ED13 51: 0; RIIO-ED13 52: 0; RIIO-ED13 53: 0
| Depreciation | (5)=∑(5)t | £m | 0 | 0 | 0 | 0 | 0 | 0 | 0 | 0 | 0 | 0 | 0 | 0 | 0 | 0 | 0 | 0 | 0 | 0 | 0 | 0 | 0 | 0 | 0 | 0 | 0 | 0 | 0 | 0 | 0 | 0 | 0 | 0 | 0 | 0 | 0 | 0 | 0 | 0 | 0 | 0 | 0 | 0 | 0 | 0 | 0 | 0 | 0 | 0 | 0 | 0 | 0 | 0 | 0
| Opening RAV balance | (6op)t=(6cl)t-1 | £m | 0 | 0 | 0 | 0 | 0 | 0 | 0 | 0 | 0 | 0 | 0 | 0 | 0 | 0 | 0 | 0 | 0 | 0 | 0 | 0 | 0 | 0 | 0 | 0 | 0 | 0 | 0 | 0 | 0 | 0 | 0 | 0 | 0 | 0 | 0 | 0 | 0 | 0 | 0 | 0 | 0 | 0 | 0 | 0 | 0 | 0 | 0 | 0 | 0 | 0 | 0 | 0 | 0
| Discounted RAV balance | (6D)=(6cl)*(1/1+WACC)) | £m | 0 | 0 | 0 | 0 | 0 | 0 | 0 | 0 | 0 | 0 | 0 | 0 | 0 | 0 | 0 | 0 | 0 | 0 | 0 | 0 | 0 | 0 | 0 | 0 | 0 | 0 | 0 | 0 | 0 | 0 | 0 | 0 | 0 | 0 | 0 | 0 | 0 | 0 | 0 | 0 | 0 | 0 | 0 | 0 | 0 | 0 | 0 | 0 | 0 | 0 | 0 | 0 | 0
| Closing RAV balance | (6cl)=(3)-(5)+(6op) | £m | 0 | 0 | 0 | 0 | 0 | 0 | 0 | 0 | 0 | 0 | 0 | 0 | 0 | 0 | 0 | 0 | 0 | 0 | 0 | 0 | 0 | 0 | 0 | 0 | 0 | 0 | 0 | 0 | 0 | 0 | 0 | 0 | 0 | 0 | 0 | 0 | 0 | 0 | 0 | 0 | 0 | 0 | 0 | 0 | 0 | 0 | 0 | 0 | 0 | 0 | 0 | 0 | 0
| Cost of Capital | (6)=avg[(6D),(6op)]xWACC | £m | 0 | 0 | 0 | 0 | 0 | 0 | 0 | 0 | 0 | 0 | 0 | 0 | 0 | 0 | 0 | 0 | 0 | 0 | 0 | 0 | 0 | 0 | 0 | 0 | 0 | 0 | 0 | 0 | 0 | 0 | 0 | 0 | 0 | 0 | 0 | 0 | 0 | 0 | 0 | 0 | 0 | 0 | 0 | 0 | 0 | 0 | 0 | 0 | 0 | 0 | 0 | 0 | 0
| Total Net DNO benefits | (7)=(4)+(5)+(6) | £m | 0 | 0 | 0 | 0 | 0 | 0 | 0 | 0 | 0 | 0 | 0 | 0 | 0 | 0 | 0 | 0 | 0 | 0 | 0 | 0 | 0 | 0 | 0 | 0 | 0 | 0 | 0 | 0 | 0 | 0 | 0 | 0 | 0 | 0 | 0 | 0 | 0 | 0 | 0 | 0 | 0 | 0 | 0 | 0 | 0 | 0 | 0 | 0 | 0 | 0 | 0 | 0 | 0
Societal benefits (£m) i.e. costs avoided | Losses |  | £m | 0 | 0 | 0 | 0 | 0 | 0 | 0 | 0 | 0 | 0 | 0 | 0 | 0 | 0 | 0 | 0 | 0 | 0 | 0 | 0 | 0 | 0 | 0 | 0 | 0 | 0 | 0 | 0 | 0 | 0 | 0 | 0 | 0 | 0 | 0 | 0 | 0 | 0 | 0 | 0 | 0 | 0 | 0 | 0 | 0 | 0 | 0 | 0 | 0 | 0 | 0 | 0 | 0
| CO2e associated with losses |  | £m | 0 | 0 | 0 | 0 | 0 | 0 | 0 | 0 | 0 | 0 | 0 | 0 | 0 | 0 | 0 | 0 | 0 | 0 | 0 | 0 | 0 | 0 | 0 | 0 | 0 | 0 | 0 | 0 | 0 | 0 | 0 | 0 | 0 | 0 | 0 | 0 | 0 | 0 | 0 | 0 | 0 | 0 | 0 | 0 | 0 | 0 | 0 | 0 | 0 | 0 | 0 | 0 | 0
| Customer interruptions (CI) |  | £m | 0 | 0 | 0 | 0 | 0 | 0 | 0 | 0 | 0 | 0 | 0 | 0 | 0 | 0 | 0 | 0 | 0 | 0 | 0 | 0 | 0 | 0 | 0 | 0 | 0 | 0 | 0 | 0 | 0 | 0 | 0 | 0 | 0 | 0 | 0 | 0 | 0 | 0 | 0 | 0 | 0 | 0 | 0 | 0 | 0 | 0 | 0 | 0 | 0 | 0 | 0 | 0 | 0
| Customer minutes lost (CML) |  | £m | 0 | 0 | 0 | 0 | 0 | 0 | 0 | 0 | 0 | 0 | 0 | 0 | 0 | 0 | 0 | 0 | 0 | 0 | 0 | 0 | 0 | 0 | 0 | 0 | 0 | 0 | 0 | 0 | 0 | 0 | 0 | 0 | 0 | 0 | 0 | 0 | 0 | 0 | 0 | 0 | 0 | 0 | 0 | 0 | 0 | 0 | 0 | 0 | 0 | 0 | 0 | 0 | 0
| Other GHG emissions (CO2e) i.e. not associated with losses |  | £m | 0 | 0 | 0 | 0 | 0 | 0 | 0 | 0 | 0 | 0 | 0 | 0 | 0 | 0 | 0 | 0 | 0 | 0 | 0 | 0 | 0 | 0 | 0 | 0 | 0 | 0 | 0 | 0 | 0 | 0 | 0 | 0 | 0 | 0 | 0 | 0 | 0 | 0 | 0 | 0 | 0 | 0 | 0 | 0 | 0 | 0 | 0 | 0 | 0 | 0 | 0 | 0 | 0
| Fatality |  | £m | 0 | 0 | 0 | 0 | 0 | 0 | 0 | 0 | 0 | 0 | 0 | 0 | 0 | 0 | 0 | 0 | 0 | 0 | 0 | 0 | 0 | 0 | 0 | 0 | 0 | 0 | 0 | 0 | 0 | 0 | 0 | 0 | 0 | 0 | 0 | 0 | 0 | 0 | 0 | 0 | 0 | 0 | 0 | 0 | 0 | 0 | 0 | 0 | 0 | 0 | 0 | 0 | 0
| Major injury |  | £m | 0 | 0 | 0 | 0 | 0 | 0 | 0 | 0 | 0 | 0 | 0 | 0 | 0 | 0 | 0 | 0 | 0 | 0 | 0 | 0 | 0 | 0 | 0 | 0 | 0 | 0 | 0 | 0 | 0 | 0 | 0 | 0 | 0 | 0 | 0 | 0 | 0 | 0 | 0 | 0 | 0 | 0 | 0 | 0 | 0 | 0 | 0 | 0 | 0 | 0 | 0 | 0 | 0
| Oil leakage |  | £m | 0 | 0 | 0 | 0 | 0 | 0 | 0 | 0 | 0 | 0 | 0 | 0 | 0 | 0 | 0 | 0 | 0 | 0 | 0 | 0 | 0 | 0 | 0 | 0 | 0 | 0 | 0 | 0 | 0 | 0 | 0 | 0 | 0 | 0 | 0 | 0 | 0 | 0 | 0 | 0 | 0 | 0 | 0 | 0 | 0 | 0 | 0 | 0 | 0 | 0 | 0 | 0 | 0
Other 1 (specify) | bar: 0 to RIIO-ED13 53
Other 2 (specify) | bar: 0 to RIIO-ED13 53
Other 3 (specify) | bar: 0 to RIIO-ED13 53
| Total societal net benefits |  | £m | 0 | 0 | 0 | 0 | 0 | 0 | 0 | 0 | 0 | 0 | 0 | 0 | 0 | 0 | 0 | 0 | 0 | 0 | 0 | 0 | 0 | 0 | 0 | 0 | 0 | 0 | 0 | 0 | 0 | 0 | 0 | 0 | 0 | 0 | 0 | 0 | 0 | 0 | 0 | 0 | 0 | 0 | 0 | 0 | 0 | 0 | 0 | 0 | 0 | 0 | 0 | 0 | 0
| Net benefits |  | £m | 0 | 0 | 0 | 0 | 0 | 0 | 0 | 0 | 0 | 0 | 0 | 0 | 0 | 0 | 0 | 0 | 0 | 0 | 0 | 0 | 0 | 0 | 0 | 0 | 0 | 0 | 0 | 0 | 0 | 0 | 0 | 0 | 0 | 0 | 0 | 0 | 0 | 0 | 0 | 0 | 0 | 0 | 0 | 0 | 0 | 0 | 0 | 0 | 0 | 0 | 0 | 0 | 0
| Discount factor | =1/[(1+SRTP)^n] | % | 100% | 96.62% | 93.35% | 90.19% | 87.14% | 84.2% | 81.35% | 78.6% | 75.94% | 73.37% | 70.89% | 68.49% | 66.18% | 63.94% | 61.78% | 59.69% | 57.67% | 55.72% | 53.84% | 52.02% | 50.26% | 48.56% | 46.92% | 45.33% | 43.8% | 42.31% | 40.88% | 39.5% | 38.17% | 36.87% | 35.63% | 34.59% | 33.58% | 32.6% | 31.65% | 30.73% | 29.84% | 28.97% | 28.12% | 27.31% | 26.51% | 25.74% | 24.99% | 24.26% | 23.55% | 22.87% | 22.2% | 21.56% | 20.93% | 20.32% | 19.73% | 19.15% | 18.59%
| Discount factor (safety) | =1/[(1+PTPR)^n] | % | 100% | 98.52% | 97.07% | 95.63% | 94.22% | 92.83% | 91.45% | 90.1% | 88.77% | 87.46% | 86.17% | 84.89% | 83.64% | 82.4% | 81.18% | 79.99% | 78.8% | 77.64% | 76.49% | 75.36% | 74.25% | 73.15% | 72.07% | 71% | 69.95% | 68.92% | 67.9% | 66.9% | 65.91% | 64.94% | 63.98% | 63.16% | 62.36% | 61.57% | 60.79% | 60.02% | 59.25% | 58.5% | 57.76% | 57.03% | 56.3% | 55.59% | 54.88% | 54.18% | 53.5% | 52.82% | 52.15% | 51.48% | 50.83% | 50.19% | 49.55% | 48.92% | 48.3%
| Discounted net benefits |  | £m | 0 | 0 | 0 | 0 | 0 | 0 | 0 | 0 | 0 | 0 | 0 | 0 | 0 | 0 | 0 | 0 | 0 | 0 | 0 | 0 | 0 | 0 | 0 | 0 | 0 | 0 | 0 | 0 | 0 | 0 | 0 | 0 | 0 | 0 | 0 | 0 | 0 | 0 | 0 | 0 | 0 | 0 | 0 | 0 | 0 | 0 | 0 | 0 | 0 | 0 | 0 | 0 | 0
| Cumulative discounted net benefits |  | £m | 0 | 0 | 0 | 0 | 0 | 0 | 0 | 0 | 0 | 0 | 0 | 0 | 0 | 0 | 0 | 0 | 0 | 0 | 0 | 0 | 0 | 0 | 0 | 0 | 0 | 0 | 0 | 0 | 0 | 0 | 0 | 0 | 0 | 0 | 0 | 0 | 0 | 0 | 0 | 0 | 0 | 0 | 0 | 0 | 0 | 0 | 0 | 0 | 0 | 0 | 0 | 0 | 0
Non-DNO (eg societal) benefits
Enter values as increments (delta) relative to your reference scenario. Reductions are entered as positive numbers and increases as negative numbers.
Societal net benefits (impact relative to business as usual scenario) | Reduced/Increased losses |  | 0: MWh
| Reduced/Increased emissions associated with losses |  | tCO2e | 0 | 0 | 0 | 0 | 0 | 0 | 0 | 0 | 0 | 0 | 0 | 0 | 0 | 0 | 0 | 0 | 0 | 0 | 0 | 0 | 0 | 0 | 0 | 0 | 0 | 0 | 0 | 0 | 0 | 0 | 0 | 0 | 0 | 0 | 0 | 0 | 0 | 0 | 0 | 0 | 0 | 0 | 0 | 0 | 0 | 0 | 0 | 0 | 0 | 0 | 0 | 0 | 0
| Reduced/Increased number of customers interrupted |  | 0: no.
| Reduced/Increased customer minutes lost |  | 0: Mins
| Reduced/Increased emissions (not associated with losses)1 |  | 0: tCO2e
Reduced/Increased probability of fatality2 | bar: 0 to RIIO-ED13 53
Reduced/Increased probability of major injury2 | bar: 0 to RIIO-ED13 53
| Reduced/Increased oil leakage |  | 0: Litres
Monetised Risk - Memo Line | bar: 0 to RIIO-ED13 53
1 | Includes all GHG not associated with losses e.g. SF6 converted to tCO2e using Defra conversion factors
http://www.defra.gov.uk/publications/2012/05/30/pb13773-2012-ghg-conversion/
Where losses are entered in terms of MWh, the CO2e associated with those losses will be calculated based on an assumed GHG conversion factor. The tCO2e are monetised using DECC traded carbon values.
All other GHG emissions not associated with losses should be entered in row 90 to avoid double counting.
2 | http://www.hse.gov.uk/risk/theory/alarpcheck.htm
Please specify
Asset Replacement
Atypicals Non Sev Weather
Atypicals Non Sev Weather (excluded from Totex)
Atypicals Non Sev Weather (Non Price Control)
Blackstart
BT21CN
Civil Works Condition Driven
Closely Associated Indirects
Connection costs outside of the price control
Connections within the price control
Core BS
Core CAI
De Minimis
Directly remunerated services (excluding connections, other consented activities, legacy meters and de minimis)
Dismantlement
Diversions (Excluding Rail Electrification)
Diversions (Rail Electrification)
Environmental Reporting
Fault Level Reinforcement
Faults
Flood Mitigation
High Value Projects DPCR5
High Value Projects RIIO-ED1
High Value Projects RIIO-ED2
IFI & LCN Fund
Innovation in ED2 (NEW)
Inspections
Inspections & Maintenance
IT and Telecoms (Non-Op)
IT& Telecoms (Business Support)
Legacy meters
Legal & Safety
Losses
Monitoring equipment (Secondary Network)
Network Innovation Allowance (NIA)
Network Innovation Competition (NIC)
Network Operating Costs
New Transmission Capacity Charges
ONIs
Operational IT and telecoms
Operational Training (CAI)
Other consented Activities
Other costs within Price Control
Other Non Activity Based Costs
Out of Area Networks
Overhead Line Clearances
Pass through
Physical Security
Property (Non-Op)
Property Mgt
QoS & North of Scotland Resilience
Refurbishment NARM
Refurbishment SDI
Reinforcement (Primary Network)
Reinforcement (Secondary Network)
Remote Generation Opex
Repair and Maintenance
Rising and Lateral Mains
Severe Weather 1 in 20
Shetland
Small Tools and Equipment
Smart Metering Roll Out
Smart Meters
Substation Electricity
Tree Cutting
Vehicles and Transport (CAI)
Vehicles and Transport (Non-Op)
Visual Amenity
Wayleaves
Worst Served Customers
Whole Systems Cost - Other Electricity Distribution Licensees
Whole Systems Cost - Electricity Transmission Licensees
Note on B32: Ofgem: DNOs should add their own capitalisation rate assumptions in line with Business Plans where necessary. We have set a capitalisation rate of 85% as a default assumption.
Note on B101: Dheeraj Viswanath: This line records the total monetised risk of the modelled scenario. It acts as a cross-reference between the CBA and NARM BPDTs and should not directly link to any formulas in the CBA analysis above.

## Workings 3
Baseline Scenario
RIIO-ED2 Cost Benefit Analysis template
Workings / assumptions used for costing option 3
Use this sheet to provide details of assumptions and calculation methodology used in CBA model

## Option 4
Option 4
RIIO-ED2 Cost Benefit Analysis template
| 0 | 0
| Term (years from first year of RIIO-ED2) | NPV (£m)
| 10 | 0
| 20 | 0
| 30 | 0
| 45 | 0
| 48 | 0
| First year of investment out flow | 2024 |  | RIIO-ED2 |  |  |  |  | RIIO-ED3 |  |  |  |  | RIIO-ED4 |  |  |  |  | RIIO-ED5 |  |  |  |  | RIIO-ED6 |  |  |  |  | RIIO-ED7 |  |  |  | RIIO-ED8 |  |  |  | RIIO-ED9 |  |  |  | RIIO-ED10 |  |  |  | RIIO-ED11 |  |  |  | RIIO-ED12 |  |  |  | RIIO-ED13
|  |  | 0 | 1 | 2 | 3 | 4 | 5 | 6 | 7 | 8 | 9 | 10 | 11 | 12 | 13 | 14 | 15 | 16 | 17 | 18 | 19 | 20 | 21 | 22 | 23 | 24 | 25 | 26 | 27 | 28 | 29 | 30 | 31 | 32 | 33 | 34 | 35 | 36 | 37 | 38 | 39 | 40 | 41 | 42 | 43 | 44 | 45 | 46 | 47 | 48 | 49 | 50 | 51 | 52 | 53
|  | Calculation | Units | 2024 | 2025 | 2026 | 2027 | 2028 | 2029 | 2030 | 2031 | 2032 | 2033 | 2034 | 2035 | 2036 | 2037 | 2038 | 2039 | 2040 | 2041 | 2042 | 2043 | 2044 | 2045 | 2046 | 2047 | 2048 | 2049 | 2050 | 2051 | 2052 | 2053 | 2054 | 2055 | 2056 | 2057 | 2058 | 2059 | 2060 | 2061 | 2062 | 2063 | 2064 | 2065 | 2066 | 2067 | 2068 | 2069 | 2070 | 2071 | 2072 | 2073 | 2074 | 2075 | 2076
Investment | Asset Replacement | [Add notes here] | bar: 0 to RIIO-ED13 53
| Please specify | [Add notes here] | bar: 0 to RIIO-ED13 53
| Please specify | [Add notes here] | bar: 0 to RIIO-ED13 53
| Please specify | [Add notes here] | bar: 0 to RIIO-ED13 53
| Please specify | [Add notes here] | bar: 0 to RIIO-ED13 53
| Total investment |  | £m | 0 | 0 | 0 | 0 | 0 | 0 | 0 | 0 | 0 | 0 | 0 | 0 | 0 | 0 | 0 | 0 | 0 | 0 | 0 | 0 | 0 | 0 | 0 | 0 | 0 | 0 | 0 | 0 | 0 | 0 | 0 | 0 | 0 | 0 | 0 | 0 | 0 | 0 | 0 | 0 | 0 | 0 | 0 | 0 | 0 | 0 | 0 | 0 | 0 | 0 | 0 | 0 | 0
Avoided DNO costs | Inspections & Maintenance | bar: 0 to RIIO-ED13 53
Asset Replacement | bar: 0 to RIIO-ED13 53
| Please specify | [Add notes here] | bar: 0 to RIIO-ED13 53
| Please specify | [Add notes here] | bar: 0 to RIIO-ED13 53
| Please specify | [Add notes here] | bar: 0 to RIIO-ED13 53
| Please specify | [Add notes here] | bar: 0 to RIIO-ED13 53
| Total avoided DNO costs |  | £m | 0 | 0 | 0 | 0 | 0 | 0 | 0 | 0 | 0 | 0 | 0 | 0 | 0 | 0 | 0 | 0 | 0 | 0 | 0 | 0 | 0 | 0 | 0 | 0 | 0 | 0 | 0 | 0 | 0 | 0 | 0 | 0 | 0 | 0 | 0 | 0 | 0 | 0 | 0 | 0 | 0 | 0 | 0 | 0 | 0 | 0 | 0 | 0 | 0 | 0 | 0 | 0 | 0
| Total DNO net benefits before capitalisation | (1) = investment + DNO benefits | £m | 0 | 0 | 0 | 0 | 0 | 0 | 0 | 0 | 0 | 0 | 0 | 0 | 0 | 0 | 0 | 0 | 0 | 0 | 0 | 0 | 0 | 0 | 0 | 0 | 0 | 0 | 0 | 0 | 0 | 0 | 0 | 0 | 0 | 0 | 0 | 0 | 0 | 0 | 0 | 0 | 0 | 0 | 0 | 0 | 0 | 0 | 0 | 0 | 0 | 0 | 0 | 0 | 0
| Capitalisation rates | (2) | % | 70% | 70% | 70% | 70% | 70% | 70% | 70% | 70% | 70% | 70% | 70% | 70% | 70% | 70% | 70% | 70% | 70% | 70% | 70% | 70% | 70% | 70% | 70% | 70% | 70% | 70% | 70% | 70% | 70% | 70% | 70% | 70% | 70% | 70% | 70% | 70% | 70% | 70% | 70% | 70% | 70% | 70% | 70% | 70% | 70%
| Capitalised investment | (3)=(1)x(2) | £m | 0 | 0 | 0 | 0 | 0 | 0 | 0 | 0 | 0 | 0 | 0 | 0 | 0 | 0 | 0 | 0 | 0 | 0 | 0 | 0 | 0 | 0 | 0 | 0 | 0 | 0 | 0 | 0 | 0 | 0 | 0 | 0 | 0 | 0 | 0 | 0 | 0 | 0 | 0 | 0 | 0 | 0 | 0 | 0 | 0
| Investment to be expensed | (4)=(1)-(3) | £m | 0 | 0 | 0 | 0 | 0 | 0 | 0 | 0 | 0 | 0 | 0 | 0 | 0 | 0 | 0 | 0 | 0 | 0 | 0 | 0 | 0 | 0 | 0 | 0 | 0 | 0 | 0 | 0 | 0 | 0 | 0 | 0 | 0 | 0 | 0 | 0 | 0 | 0 | 0 | 0 | 0 | 0 | 0 | 0 | 0
| Depn of 2024 additions | (5)2024=(3)2024*Dep_ratet | £m |  | 0 | 0 | 0 | 0 | 0 | 0 | 0 | 0 | 0 | 0 | 0 | 0 | 0 | 0 | 0 | 0 | 0 | 0 | 0 | 0 | 0 | 0 | 0 | 0 | 0 | 0 | 0 | 0 | 0 | 0 | 0 | 0 | 0 | 0 | 0 | 0 | 0 | 0 | 0 | 0 | 0 | 0 | 0 | 0 | 0
| Depn of 2025 additions | (5)2025=(3)2025*Dep_ratet | £m |  |  | 0 | 0 | 0 | 0 | 0 | 0 | 0 | 0 | 0 | 0 | 0 | 0 | 0 | 0 | 0 | 0 | 0 | 0 | 0 | 0 | 0 | 0 | 0 | 0 | 0 | 0 | 0 | 0 | 0 | 0 | 0 | 0 | 0 | 0 | 0 | 0 | 0 | 0 | 0 | 0 | 0 | 0 | 0 | 0 | 0
| Depn of 2026 additions | (5)2026=(3)2026*Dep_ratet | £m |  |  |  | 0 | 0 | 0 | 0 | 0 | 0 | 0 | 0 | 0 | 0 | 0 | 0 | 0 | 0 | 0 | 0 | 0 | 0 | 0 | 0 | 0 | 0 | 0 | 0 | 0 | 0 | 0 | 0 | 0 | 0 | 0 | 0 | 0 | 0 | 0 | 0 | 0 | 0 | 0 | 0 | 0 | 0 | 0 | 0 | 0
| Depn of 2027 additions | (5)2027=(3)2027*Dep_ratet | £m |  |  |  |  | 0 | 0 | 0 | 0 | 0 | 0 | 0 | 0 | 0 | 0 | 0 | 0 | 0 | 0 | 0 | 0 | 0 | 0 | 0 | 0 | 0 | 0 | 0 | 0 | 0 | 0 | 0 | 0 | 0 | 0 | 0 | 0 | 0 | 0 | 0 | 0 | 0 | 0 | 0 | 0 | 0 | 0 | 0 | 0 | 0
| Depn of 2028 additions | (5)2028=(3)2028*Dep_ratet | £m | [5 empty] | 0 | 0 | 0 | 0 | 0 | 0 | 0 | 0 | 0 | 0 | 0 | 0 | 0 | 0 | 0 | 0 | 0 | 0 | 0 | 0 | 0 | 0 | 0 | 0 | 0 | 0 | 0 | 0 | 0 | 0 | 0 | 0 | 0 | 0 | 0 | 0 | 0 | 0 | 0 | 0 | 0 | 0 | 0 | 0 | 0
| Depn of 2029 additions | (5)2029=(3)2029*Dep_ratet | £m | [6 empty] | 0 | 0 | 0 | 0 | 0 | 0 | 0 | 0 | 0 | 0 | 0 | 0 | 0 | 0 | 0 | 0 | 0 | 0 | 0 | 0 | 0 | 0 | 0 | 0 | 0 | 0 | 0 | 0 | 0 | 0 | 0 | 0 | 0 | 0 | 0 | 0 | 0 | 0 | 0 | 0 | 0 | 0 | 0 | 0 | 0
| Depn of 2030 additions | (5)2030=(3)2030*Dep_ratet | £m | [7 empty] | 0 | 0 | 0 | 0 | 0 | 0 | 0 | 0 | 0 | 0 | 0 | 0 | 0 | 0 | 0 | 0 | 0 | 0 | 0 | 0 | 0 | 0 | 0 | 0 | 0 | 0 | 0 | 0 | 0 | 0 | 0 | 0 | 0 | 0 | 0 | 0 | 0 | 0 | 0 | 0 | 0 | 0 | 0 | 0 | 0
| Depn of 2031 additions | (5)2031=(3)2031*Dep_ratet | £m | [8 empty] | 0 | 0 | 0 | 0 | 0 | 0 | 0 | 0 | 0 | 0 | 0 | 0 | 0 | 0 | 0 | 0 | 0 | 0 | 0 | 0 | 0 | 0 | 0 | 0 | 0 | 0 | 0 | 0 | 0 | 0 | 0 | 0 | 0 | 0 | 0 | 0 | 0 | 0 | 0 | 0 | 0 | 0 | 0 | 0 | 0
| Depn of 2032 additions | (5)2032=(3)2032*Dep_ratet | £m | [9 empty] | 0 | 0 | 0 | 0 | 0 | 0 | 0 | 0 | 0 | 0 | 0 | 0 | 0 | 0 | 0 | 0 | 0 | 0 | 0 | 0 | 0 | 0 | 0 | 0 | 0 | 0 | 0 | 0 | 0 | 0 | 0 | 0 | 0 | 0 | 0 | 0 | 0 | 0 | 0 | 0 | 0 | 0 | 0 | 0
| Depn of 2033 additions | (5)2033=(3)2033*Dep_ratet | £m | [10 empty] | 0 | 0 | 0 | 0 | 0 | 0 | 0 | 0 | 0 | 0 | 0 | 0 | 0 | 0 | 0 | 0 | 0 | 0 | 0 | 0 | 0 | 0 | 0 | 0 | 0 | 0 | 0 | 0 | 0 | 0 | 0 | 0 | 0 | 0 | 0 | 0 | 0 | 0 | 0 | 0 | 0 | 0 | 0
| Depn of 2034 additions | (5)2034=(3)2034*Dep_ratet | £m | [11 empty] | 0 | 0 | 0 | 0 | 0 | 0 | 0 | 0 | 0 | 0 | 0 | 0 | 0 | 0 | 0 | 0 | 0 | 0 | 0 | 0 | 0 | 0 | 0 | 0 | 0 | 0 | 0 | 0 | 0 | 0 | 0 | 0 | 0 | 0 | 0 | 0 | 0 | 0 | 0 | 0 | 0 | 0
| Depn of 2035 additions | (5)2035=(3)2035*Dep_ratet | £m | [12 empty] | 0 | 0 | 0 | 0 | 0 | 0 | 0 | 0 | 0 | 0 | 0 | 0 | 0 | 0 | 0 | 0 | 0 | 0 | 0 | 0 | 0 | 0 | 0 | 0 | 0 | 0 | 0 | 0 | 0 | 0 | 0 | 0 | 0 | 0 | 0 | 0 | 0 | 0 | 0 | 0 | 0
| Depn of 2036 additions | (5)2036=(3)2036*Dep_ratet | £m | [13 empty] | 0 | 0 | 0 | 0 | 0 | 0 | 0 | 0 | 0 | 0 | 0 | 0 | 0 | 0 | 0 | 0 | 0 | 0 | 0 | 0 | 0 | 0 | 0 | 0 | 0 | 0 | 0 | 0 | 0 | 0 | 0 | 0 | 0 | 0 | 0 | 0 | 0 | 0 | 0 | 0
| Depn of 2037 additions | (5)2037=(3)2037*Dep_ratet | £m | [14 empty] | 0 | 0 | 0 | 0 | 0 | 0 | 0 | 0 | 0 | 0 | 0 | 0 | 0 | 0 | 0 | 0 | 0 | 0 | 0 | 0 | 0 | 0 | 0 | 0 | 0 | 0 | 0 | 0 | 0 | 0 | 0 | 0 | 0 | 0 | 0 | 0 | 0 | 0 | 0
| Depn of 2038 additions | (5)2038=(3)2038*Dep_ratet | £m | [15 empty] | 0 | 0 | 0 | 0 | 0 | 0 | 0 | 0 | 0 | 0 | 0 | 0 | 0 | 0 | 0 | 0 | 0 | 0 | 0 | 0 | 0 | 0 | 0 | 0 | 0 | 0 | 0 | 0 | 0 | 0 | 0 | 0 | 0 | 0 | 0 | 0 | 0 | 0
| Depn of 2039 additions | (5)2039=(3)2039*Dep_ratet | £m | [16 empty] | 0 | 0 | 0 | 0 | 0 | 0 | 0 | 0 | 0 | 0 | 0 | 0 | 0 | 0 | 0 | 0 | 0 | 0 | 0 | 0 | 0 | 0 | 0 | 0 | 0 | 0 | 0 | 0 | 0 | 0 | 0 | 0 | 0 | 0 | 0 | 0 | 0
| Depn of 2040 additions | (5)2040=(3)2040*Dep_ratet | £m | [17 empty] | 0 | 0 | 0 | 0 | 0 | 0 | 0 | 0 | 0 | 0 | 0 | 0 | 0 | 0 | 0 | 0 | 0 | 0 | 0 | 0 | 0 | 0 | 0 | 0 | 0 | 0 | 0 | 0 | 0 | 0 | 0 | 0 | 0 | 0 | 0 | 0
| Depn of 2041 additions | (5)2041=(3)2041*Dep_ratet | £m | [18 empty] | 0 | 0 | 0 | 0 | 0 | 0 | 0 | 0 | 0 | 0 | 0 | 0 | 0 | 0 | 0 | 0 | 0 | 0 | 0 | 0 | 0 | 0 | 0 | 0 | 0 | 0 | 0 | 0 | 0 | 0 | 0 | 0 | 0 | 0 | 0
| Depn of 2042 additions | (5)2042=(3)2042*Dep_ratet | £m | [19 empty] | 0 | 0 | 0 | 0 | 0 | 0 | 0 | 0 | 0 | 0 | 0 | 0 | 0 | 0 | 0 | 0 | 0 | 0 | 0 | 0 | 0 | 0 | 0 | 0 | 0 | 0 | 0 | 0 | 0 | 0 | 0 | 0 | 0 | 0
| Depn of 2043 additions | (5)2043=(3)2043*Dep_ratet | £m | [20 empty] | 0 | 0 | 0 | 0 | 0 | 0 | 0 | 0 | 0 | 0 | 0 | 0 | 0 | 0 | 0 | 0 | 0 | 0 | 0 | 0 | 0 | 0 | 0 | 0 | 0 | 0 | 0 | 0 | 0 | 0 | 0 | 0 | 0
| Depn of 2044 additions | (5)2044=(3)2044*Dep_ratet | £m | [21 empty] | 0 | 0 | 0 | 0 | 0 | 0 | 0 | 0 | 0 | 0 | 0 | 0 | 0 | 0 | 0 | 0 | 0 | 0 | 0 | 0 | 0 | 0 | 0 | 0 | 0 | 0 | 0 | 0 | 0 | 0 | 0 | 0
| Depn of 2045 additions | (5)2045=(3)2045*Dep_ratet | 0: £m; RIIO-ED6 23: 0; RIIO-ED6 24: 0; RIIO-ED6 25: 0; RIIO-ED7 26: 0; RIIO-ED7 27: 0; RIIO-ED7 28: 0; RIIO-ED7 29: 0; RIIO-ED8 30: 0; RIIO-ED8 31: 0; RIIO-ED8 32: 0; RIIO-ED8 33: 0; RIIO-ED9 34: 0; RIIO-ED9 35: 0; RIIO-ED9 36: 0; RIIO-ED9 37: 0; RIIO-ED10 38: 0; RIIO-ED10 39: 0; RIIO-ED10 40: 0; RIIO-ED10 41: 0; RIIO-ED11 42: 0; RIIO-ED11 43: 0; RIIO-ED11 44: 0; RIIO-ED11 45: 0; RIIO-ED12 46: 0; RIIO-ED12 47: 0; RIIO-ED12 48: 0; RIIO-ED12 49: 0; RIIO-ED13 50: 0; RIIO-ED13 51: 0; RIIO-ED13 52: 0; RIIO-ED13 53: 0
| Depn of 2046 additions | (5)2046=(3)2046*Dep_ratet | 0: £m; RIIO-ED6 24: 0; RIIO-ED6 25: 0; RIIO-ED7 26: 0; RIIO-ED7 27: 0; RIIO-ED7 28: 0; RIIO-ED7 29: 0; RIIO-ED8 30: 0; RIIO-ED8 31: 0; RIIO-ED8 32: 0; RIIO-ED8 33: 0; RIIO-ED9 34: 0; RIIO-ED9 35: 0; RIIO-ED9 36: 0; RIIO-ED9 37: 0; RIIO-ED10 38: 0; RIIO-ED10 39: 0; RIIO-ED10 40: 0; RIIO-ED10 41: 0; RIIO-ED11 42: 0; RIIO-ED11 43: 0; RIIO-ED11 44: 0; RIIO-ED11 45: 0; RIIO-ED12 46: 0; RIIO-ED12 47: 0; RIIO-ED12 48: 0; RIIO-ED12 49: 0; RIIO-ED13 50: 0; RIIO-ED13 51: 0; RIIO-ED13 52: 0; RIIO-ED13 53: 0
| Depn of 2047 additions | (5)2047=(3)2047*Dep_ratet | 0: £m; RIIO-ED6 25: 0; RIIO-ED7 26: 0; RIIO-ED7 27: 0; RIIO-ED7 28: 0; RIIO-ED7 29: 0; RIIO-ED8 30: 0; RIIO-ED8 31: 0; RIIO-ED8 32: 0; RIIO-ED8 33: 0; RIIO-ED9 34: 0; RIIO-ED9 35: 0; RIIO-ED9 36: 0; RIIO-ED9 37: 0; RIIO-ED10 38: 0; RIIO-ED10 39: 0; RIIO-ED10 40: 0; RIIO-ED10 41: 0; RIIO-ED11 42: 0; RIIO-ED11 43: 0; RIIO-ED11 44: 0; RIIO-ED11 45: 0; RIIO-ED12 46: 0; RIIO-ED12 47: 0; RIIO-ED12 48: 0; RIIO-ED12 49: 0; RIIO-ED13 50: 0; RIIO-ED13 51: 0; RIIO-ED13 52: 0; RIIO-ED13 53: 0
| Depn of 2048 additions | (5)2048=(3)2048*Dep_ratet | 0: £m; RIIO-ED7 26: 0; RIIO-ED7 27: 0; RIIO-ED7 28: 0; RIIO-ED7 29: 0; RIIO-ED8 30: 0; RIIO-ED8 31: 0; RIIO-ED8 32: 0; RIIO-ED8 33: 0; RIIO-ED9 34: 0; RIIO-ED9 35: 0; RIIO-ED9 36: 0; RIIO-ED9 37: 0; RIIO-ED10 38: 0; RIIO-ED10 39: 0; RIIO-ED10 40: 0; RIIO-ED10 41: 0; RIIO-ED11 42: 0; RIIO-ED11 43: 0; RIIO-ED11 44: 0; RIIO-ED11 45: 0; RIIO-ED12 46: 0; RIIO-ED12 47: 0; RIIO-ED12 48: 0; RIIO-ED12 49: 0; RIIO-ED13 50: 0; RIIO-ED13 51: 0; RIIO-ED13 52: 0; RIIO-ED13 53: 0
| Depn of 2049 additions | (5)2049=(3)2049*Dep_ratet | 0: £m; RIIO-ED7 27: 0; RIIO-ED7 28: 0; RIIO-ED7 29: 0; RIIO-ED8 30: 0; RIIO-ED8 31: 0; RIIO-ED8 32: 0; RIIO-ED8 33: 0; RIIO-ED9 34: 0; RIIO-ED9 35: 0; RIIO-ED9 36: 0; RIIO-ED9 37: 0; RIIO-ED10 38: 0; RIIO-ED10 39: 0; RIIO-ED10 40: 0; RIIO-ED10 41: 0; RIIO-ED11 42: 0; RIIO-ED11 43: 0; RIIO-ED11 44: 0; RIIO-ED11 45: 0; RIIO-ED12 46: 0; RIIO-ED12 47: 0; RIIO-ED12 48: 0; RIIO-ED12 49: 0; RIIO-ED13 50: 0; RIIO-ED13 51: 0; RIIO-ED13 52: 0; RIIO-ED13 53: 0
| Depn of 2050 additions | (5)2050=(3)2050*Dep_ratet | 0: £m; RIIO-ED7 28: 0; RIIO-ED7 29: 0; RIIO-ED8 30: 0; RIIO-ED8 31: 0; RIIO-ED8 32: 0; RIIO-ED8 33: 0; RIIO-ED9 34: 0; RIIO-ED9 35: 0; RIIO-ED9 36: 0; RIIO-ED9 37: 0; RIIO-ED10 38: 0; RIIO-ED10 39: 0; RIIO-ED10 40: 0; RIIO-ED10 41: 0; RIIO-ED11 42: 0; RIIO-ED11 43: 0; RIIO-ED11 44: 0; RIIO-ED11 45: 0; RIIO-ED12 46: 0; RIIO-ED12 47: 0; RIIO-ED12 48: 0; RIIO-ED12 49: 0; RIIO-ED13 50: 0; RIIO-ED13 51: 0; RIIO-ED13 52: 0; RIIO-ED13 53: 0
| Depn of 2051 additions | (5)2051=(3)2051*Dep_ratet | 0: £m; RIIO-ED7 29: 0; RIIO-ED8 30: 0; RIIO-ED8 31: 0; RIIO-ED8 32: 0; RIIO-ED8 33: 0; RIIO-ED9 34: 0; RIIO-ED9 35: 0; RIIO-ED9 36: 0; RIIO-ED9 37: 0; RIIO-ED10 38: 0; RIIO-ED10 39: 0; RIIO-ED10 40: 0; RIIO-ED10 41: 0; RIIO-ED11 42: 0; RIIO-ED11 43: 0; RIIO-ED11 44: 0; RIIO-ED11 45: 0; RIIO-ED12 46: 0; RIIO-ED12 47: 0; RIIO-ED12 48: 0; RIIO-ED12 49: 0; RIIO-ED13 50: 0; RIIO-ED13 51: 0; RIIO-ED13 52: 0; RIIO-ED13 53: 0
| Depn of 2052 additions | (5)2052=(3)2052*Dep_ratet | 0: £m; RIIO-ED8 30: 0; RIIO-ED8 31: 0; RIIO-ED8 32: 0; RIIO-ED8 33: 0; RIIO-ED9 34: 0; RIIO-ED9 35: 0; RIIO-ED9 36: 0; RIIO-ED9 37: 0; RIIO-ED10 38: 0; RIIO-ED10 39: 0; RIIO-ED10 40: 0; RIIO-ED10 41: 0; RIIO-ED11 42: 0; RIIO-ED11 43: 0; RIIO-ED11 44: 0; RIIO-ED11 45: 0; RIIO-ED12 46: 0; RIIO-ED12 47: 0; RIIO-ED12 48: 0; RIIO-ED12 49: 0; RIIO-ED13 50: 0; RIIO-ED13 51: 0; RIIO-ED13 52: 0; RIIO-ED13 53: 0
| Depn of 2053 additions | (5)2053=(3)2053*Dep_ratet | 0: £m; RIIO-ED8 31: 0; RIIO-ED8 32: 0; RIIO-ED8 33: 0; RIIO-ED9 34: 0; RIIO-ED9 35: 0; RIIO-ED9 36: 0; RIIO-ED9 37: 0; RIIO-ED10 38: 0; RIIO-ED10 39: 0; RIIO-ED10 40: 0; RIIO-ED10 41: 0; RIIO-ED11 42: 0; RIIO-ED11 43: 0; RIIO-ED11 44: 0; RIIO-ED11 45: 0; RIIO-ED12 46: 0; RIIO-ED12 47: 0; RIIO-ED12 48: 0; RIIO-ED12 49: 0; RIIO-ED13 50: 0; RIIO-ED13 51: 0; RIIO-ED13 52: 0; RIIO-ED13 53: 0
| Depreciation | (5)=∑(5)t | £m | 0 | 0 | 0 | 0 | 0 | 0 | 0 | 0 | 0 | 0 | 0 | 0 | 0 | 0 | 0 | 0 | 0 | 0 | 0 | 0 | 0 | 0 | 0 | 0 | 0 | 0 | 0 | 0 | 0 | 0 | 0 | 0 | 0 | 0 | 0 | 0 | 0 | 0 | 0 | 0 | 0 | 0 | 0 | 0 | 0 | 0 | 0 | 0 | 0 | 0 | 0 | 0 | 0
| Opening RAV balance | (6op)t=(6cl)t-1 | £m | 0 | 0 | 0 | 0 | 0 | 0 | 0 | 0 | 0 | 0 | 0 | 0 | 0 | 0 | 0 | 0 | 0 | 0 | 0 | 0 | 0 | 0 | 0 | 0 | 0 | 0 | 0 | 0 | 0 | 0 | 0 | 0 | 0 | 0 | 0 | 0 | 0 | 0 | 0 | 0 | 0 | 0 | 0 | 0 | 0 | 0 | 0 | 0 | 0 | 0 | 0 | 0 | 0
| Discounted RAV balance | (6D)=(6cl)*(1/1+WACC)) | £m | 0 | 0 | 0 | 0 | 0 | 0 | 0 | 0 | 0 | 0 | 0 | 0 | 0 | 0 | 0 | 0 | 0 | 0 | 0 | 0 | 0 | 0 | 0 | 0 | 0 | 0 | 0 | 0 | 0 | 0 | 0 | 0 | 0 | 0 | 0 | 0 | 0 | 0 | 0 | 0 | 0 | 0 | 0 | 0 | 0 | 0 | 0 | 0 | 0 | 0 | 0 | 0 | 0
| Closing RAV balance | (6cl)=(3)-(5)+(6op) | £m | 0 | 0 | 0 | 0 | 0 | 0 | 0 | 0 | 0 | 0 | 0 | 0 | 0 | 0 | 0 | 0 | 0 | 0 | 0 | 0 | 0 | 0 | 0 | 0 | 0 | 0 | 0 | 0 | 0 | 0 | 0 | 0 | 0 | 0 | 0 | 0 | 0 | 0 | 0 | 0 | 0 | 0 | 0 | 0 | 0 | 0 | 0 | 0 | 0 | 0 | 0 | 0 | 0
| Cost of Capital | (6)=avg[(6D),(6op)]xWACC | £m | 0 | 0 | 0 | 0 | 0 | 0 | 0 | 0 | 0 | 0 | 0 | 0 | 0 | 0 | 0 | 0 | 0 | 0 | 0 | 0 | 0 | 0 | 0 | 0 | 0 | 0 | 0 | 0 | 0 | 0 | 0 | 0 | 0 | 0 | 0 | 0 | 0 | 0 | 0 | 0 | 0 | 0 | 0 | 0 | 0 | 0 | 0 | 0 | 0 | 0 | 0 | 0 | 0
| Total Net DNO benefits | (7)=(4)+(5)+(6) | £m | 0 | 0 | 0 | 0 | 0 | 0 | 0 | 0 | 0 | 0 | 0 | 0 | 0 | 0 | 0 | 0 | 0 | 0 | 0 | 0 | 0 | 0 | 0 | 0 | 0 | 0 | 0 | 0 | 0 | 0 | 0 | 0 | 0 | 0 | 0 | 0 | 0 | 0 | 0 | 0 | 0 | 0 | 0 | 0 | 0 | 0 | 0 | 0 | 0 | 0 | 0 | 0 | 0
Societal benefits (£m) i.e. costs avoided | Losses |  | £m | 0 | 0 | 0 | 0 | 0 | 0 | 0 | 0 | 0 | 0 | 0 | 0 | 0 | 0 | 0 | 0 | 0 | 0 | 0 | 0 | 0 | 0 | 0 | 0 | 0 | 0 | 0 | 0 | 0 | 0 | 0 | 0 | 0 | 0 | 0 | 0 | 0 | 0 | 0 | 0 | 0 | 0 | 0 | 0 | 0 | 0 | 0 | 0 | 0 | 0 | 0 | 0 | 0
| CO2e associated with losses |  | £m | 0 | 0 | 0 | 0 | 0 | 0 | 0 | 0 | 0 | 0 | 0 | 0 | 0 | 0 | 0 | 0 | 0 | 0 | 0 | 0 | 0 | 0 | 0 | 0 | 0 | 0 | 0 | 0 | 0 | 0 | 0 | 0 | 0 | 0 | 0 | 0 | 0 | 0 | 0 | 0 | 0 | 0 | 0 | 0 | 0 | 0 | 0 | 0 | 0 | 0 | 0 | 0 | 0
| Customer interruptions (CI) |  | £m | 0 | 0 | 0 | 0 | 0 | 0 | 0 | 0 | 0 | 0 | 0 | 0 | 0 | 0 | 0 | 0 | 0 | 0 | 0 | 0 | 0 | 0 | 0 | 0 | 0 | 0 | 0 | 0 | 0 | 0 | 0 | 0 | 0 | 0 | 0 | 0 | 0 | 0 | 0 | 0 | 0 | 0 | 0 | 0 | 0 | 0 | 0 | 0 | 0 | 0 | 0 | 0 | 0
| Customer minutes lost (CML) |  | £m | 0 | 0 | 0 | 0 | 0 | 0 | 0 | 0 | 0 | 0 | 0 | 0 | 0 | 0 | 0 | 0 | 0 | 0 | 0 | 0 | 0 | 0 | 0 | 0 | 0 | 0 | 0 | 0 | 0 | 0 | 0 | 0 | 0 | 0 | 0 | 0 | 0 | 0 | 0 | 0 | 0 | 0 | 0 | 0 | 0 | 0 | 0 | 0 | 0 | 0 | 0 | 0 | 0
| Other GHG emissions (CO2e) i.e. not associated with losses |  | £m | 0 | 0 | 0 | 0 | 0 | 0 | 0 | 0 | 0 | 0 | 0 | 0 | 0 | 0 | 0 | 0 | 0 | 0 | 0 | 0 | 0 | 0 | 0 | 0 | 0 | 0 | 0 | 0 | 0 | 0 | 0 | 0 | 0 | 0 | 0 | 0 | 0 | 0 | 0 | 0 | 0 | 0 | 0 | 0 | 0 | 0 | 0 | 0 | 0 | 0 | 0 | 0 | 0
| Fatality |  | £m | 0 | 0 | 0 | 0 | 0 | 0 | 0 | 0 | 0 | 0 | 0 | 0 | 0 | 0 | 0 | 0 | 0 | 0 | 0 | 0 | 0 | 0 | 0 | 0 | 0 | 0 | 0 | 0 | 0 | 0 | 0 | 0 | 0 | 0 | 0 | 0 | 0 | 0 | 0 | 0 | 0 | 0 | 0 | 0 | 0 | 0 | 0 | 0 | 0 | 0 | 0 | 0 | 0
| Major injury |  | £m | 0 | 0 | 0 | 0 | 0 | 0 | 0 | 0 | 0 | 0 | 0 | 0 | 0 | 0 | 0 | 0 | 0 | 0 | 0 | 0 | 0 | 0 | 0 | 0 | 0 | 0 | 0 | 0 | 0 | 0 | 0 | 0 | 0 | 0 | 0 | 0 | 0 | 0 | 0 | 0 | 0 | 0 | 0 | 0 | 0 | 0 | 0 | 0 | 0 | 0 | 0 | 0 | 0
| Oil leakage |  | £m | 0 | 0 | 0 | 0 | 0 | 0 | 0 | 0 | 0 | 0 | 0 | 0 | 0 | 0 | 0 | 0 | 0 | 0 | 0 | 0 | 0 | 0 | 0 | 0 | 0 | 0 | 0 | 0 | 0 | 0 | 0 | 0 | 0 | 0 | 0 | 0 | 0 | 0 | 0 | 0 | 0 | 0 | 0 | 0 | 0 | 0 | 0 | 0 | 0 | 0 | 0 | 0 | 0
Other 1 (specify) | bar: 0 to RIIO-ED13 53
Other 2 (specify) | bar: 0 to RIIO-ED13 53
Other 3 (specify) | bar: 0 to RIIO-ED13 53
| Total societal net benefits |  | £m | 0 | 0 | 0 | 0 | 0 | 0 | 0 | 0 | 0 | 0 | 0 | 0 | 0 | 0 | 0 | 0 | 0 | 0 | 0 | 0 | 0 | 0 | 0 | 0 | 0 | 0 | 0 | 0 | 0 | 0 | 0 | 0 | 0 | 0 | 0 | 0 | 0 | 0 | 0 | 0 | 0 | 0 | 0 | 0 | 0 | 0 | 0 | 0 | 0 | 0 | 0 | 0 | 0
| Net benefits |  | £m | 0 | 0 | 0 | 0 | 0 | 0 | 0 | 0 | 0 | 0 | 0 | 0 | 0 | 0 | 0 | 0 | 0 | 0 | 0 | 0 | 0 | 0 | 0 | 0 | 0 | 0 | 0 | 0 | 0 | 0 | 0 | 0 | 0 | 0 | 0 | 0 | 0 | 0 | 0 | 0 | 0 | 0 | 0 | 0 | 0 | 0 | 0 | 0 | 0 | 0 | 0 | 0 | 0
| Discount factor | =1/[(1+SRTP)^n] | % | 100% | 96.62% | 93.35% | 90.19% | 87.14% | 84.2% | 81.35% | 78.6% | 75.94% | 73.37% | 70.89% | 68.49% | 66.18% | 63.94% | 61.78% | 59.69% | 57.67% | 55.72% | 53.84% | 52.02% | 50.26% | 48.56% | 46.92% | 45.33% | 43.8% | 42.31% | 40.88% | 39.5% | 38.17% | 36.87% | 35.63% | 34.59% | 33.58% | 32.6% | 31.65% | 30.73% | 29.84% | 28.97% | 28.12% | 27.31% | 26.51% | 25.74% | 24.99% | 24.26% | 23.55% | 22.87% | 22.2% | 21.56% | 20.93% | 20.32% | 19.73% | 19.15% | 18.59%
| Discount factor (safety) | =1/[(1+PTPR)^n] | % | 100% | 98.52% | 97.07% | 95.63% | 94.22% | 92.83% | 91.45% | 90.1% | 88.77% | 87.46% | 86.17% | 84.89% | 83.64% | 82.4% | 81.18% | 79.99% | 78.8% | 77.64% | 76.49% | 75.36% | 74.25% | 73.15% | 72.07% | 71% | 69.95% | 68.92% | 67.9% | 66.9% | 65.91% | 64.94% | 63.98% | 63.16% | 62.36% | 61.57% | 60.79% | 60.02% | 59.25% | 58.5% | 57.76% | 57.03% | 56.3% | 55.59% | 54.88% | 54.18% | 53.5% | 52.82% | 52.15% | 51.48% | 50.83% | 50.19% | 49.55% | 48.92% | 48.3%
| Discounted net benefits |  | £m | 0 | 0 | 0 | 0 | 0 | 0 | 0 | 0 | 0 | 0 | 0 | 0 | 0 | 0 | 0 | 0 | 0 | 0 | 0 | 0 | 0 | 0 | 0 | 0 | 0 | 0 | 0 | 0 | 0 | 0 | 0 | 0 | 0 | 0 | 0 | 0 | 0 | 0 | 0 | 0 | 0 | 0 | 0 | 0 | 0 | 0 | 0 | 0 | 0 | 0 | 0 | 0 | 0
| Cumulative discounted net benefits |  | £m | 0 | 0 | 0 | 0 | 0 | 0 | 0 | 0 | 0 | 0 | 0 | 0 | 0 | 0 | 0 | 0 | 0 | 0 | 0 | 0 | 0 | 0 | 0 | 0 | 0 | 0 | 0 | 0 | 0 | 0 | 0 | 0 | 0 | 0 | 0 | 0 | 0 | 0 | 0 | 0 | 0 | 0 | 0 | 0 | 0 | 0 | 0 | 0 | 0 | 0 | 0 | 0 | 0
Non-DNO (eg societal) benefits
Enter values as increments (delta) relative to your reference scenario. Reductions are entered as positive numbers and increases as negative numbers.
Societal net benefits (impact relative to business as usual scenario) | Reduced/Increased losses |  | 0: MWh
| Reduced/Increased emissions associated with losses |  | tCO2e | 0 | 0 | 0 | 0 | 0 | 0 | 0 | 0 | 0 | 0 | 0 | 0 | 0 | 0 | 0 | 0 | 0 | 0 | 0 | 0 | 0 | 0 | 0 | 0 | 0 | 0 | 0 | 0 | 0 | 0 | 0 | 0 | 0 | 0 | 0 | 0 | 0 | 0 | 0 | 0 | 0 | 0 | 0 | 0 | 0 | 0 | 0 | 0 | 0 | 0 | 0 | 0 | 0
| Reduced/Increased number of customers interrupted |  | 0: no.
| Reduced/Increased customer minutes lost |  | 0: Mins
| Reduced/Increased emissions (not associated with losses)1 |  | 0: tCO2e
Reduced/Increased probability of fatality2 | bar: 0 to RIIO-ED13 53
Reduced/Increased probability of major injury2 | bar: 0 to RIIO-ED13 53
| Reduced/Increased oil leakage |  | 0: Litres
Monetised Risk - Memo Line | bar: 0 to RIIO-ED13 53
1 | Includes all GHG not associated with losses e.g. SF6 converted to tCO2e using Defra conversion factors
http://www.defra.gov.uk/publications/2012/05/30/pb13773-2012-ghg-conversion/
Where losses are entered in terms of MWh, the CO2e associated with those losses will be calculated based on an assumed GHG conversion factor. The tCO2e are monetised using DECC traded carbon values.
All other GHG emissions not associated with losses should be entered in row 90 to avoid double counting.
2 | http://www.hse.gov.uk/risk/theory/alarpcheck.htm
Please specify
Asset Replacement
Atypicals Non Sev Weather
Atypicals Non Sev Weather (excluded from Totex)
Atypicals Non Sev Weather (Non Price Control)
Blackstart
BT21CN
Civil Works Condition Driven
Closely Associated Indirects
Connection costs outside of the price control
Connections within the price control
Core BS
Core CAI
De Minimis
Directly remunerated services (excluding connections, other consented activities, legacy meters and de minimis)
Dismantlement
Diversions (Excluding Rail Electrification)
Diversions (Rail Electrification)
Environmental Reporting
Fault Level Reinforcement
Faults
Flood Mitigation
High Value Projects DPCR5
High Value Projects RIIO-ED1
High Value Projects RIIO-ED2
IFI & LCN Fund
Innovation in ED2 (NEW)
Inspections
Inspections & Maintenance
IT and Telecoms (Non-Op)
IT& Telecoms (Business Support)
Legacy meters
Legal & Safety
Losses
Monitoring equipment (Secondary Network)
Network Innovation Allowance (NIA)
Network Innovation Competition (NIC)
Network Operating Costs
New Transmission Capacity Charges
ONIs
Operational IT and telecoms
Operational Training (CAI)
Other consented Activities
Other costs within Price Control
Other Non Activity Based Costs
Out of Area Networks
Overhead Line Clearances
Pass through
Physical Security
Property (Non-Op)
Property Mgt
QoS & North of Scotland Resilience
Refurbishment NARM
Refurbishment SDI
Reinforcement (Primary Network)
Reinforcement (Secondary Network)
Remote Generation Opex
Repair and Maintenance
Rising and Lateral Mains
Severe Weather 1 in 20
Shetland
Small Tools and Equipment
Smart Metering Roll Out
Smart Meters
Substation Electricity
Tree Cutting
Vehicles and Transport (CAI)
Vehicles and Transport (Non-Op)
Visual Amenity
Wayleaves
Worst Served Customers
Whole Systems Cost - Other Electricity Distribution Licensees
Whole Systems Cost - Electricity Transmission Licensees
Note on B32: Ofgem: DNOs should add their own capitalisation rate assumptions in line with Business Plans where necessary. We have set a capitalisation rate of 85% as a default assumption.
Note on B101: Dheeraj Viswanath: This line records the total monetised risk of the modelled scenario. It acts as a cross-reference between the CBA and NARM BPDTs and should not directly link to any formulas in the CBA analysis above.

## Workings 4
Baseline Scenario
RIIO-ED2 Cost Benefit Analysis template
Workings / assumptions used for costing option 4
Use this sheet to provide details of assumptions and calculation methodology used in CBA model

## Option 5
Option 5
RIIO-ED2 Cost Benefit Analysis template
0
| Term (years from first year of RIIO-ED2) | NPV (£m)
| 10 | 0
| 20 | 0
| 30 | 0
| 45 | 0
| 48 | 0
| First year of investment out flow | 2024 |  | RIIO-ED2 |  |  |  |  | RIIO-ED3 |  |  |  |  | RIIO-ED4 |  |  |  |  | RIIO-ED5 |  |  |  |  | RIIO-ED6 |  |  |  |  | RIIO-ED7 |  |  |  | RIIO-ED8 |  |  |  | RIIO-ED9 |  |  |  | RIIO-ED10 |  |  |  | RIIO-ED11 |  |  |  | RIIO-ED12 |  |  |  | RIIO-ED13
|  |  | 0 | 1 | 2 | 3 | 4 | 5 | 6 | 7 | 8 | 9 | 10 | 11 | 12 | 13 | 14 | 15 | 16 | 17 | 18 | 19 | 20 | 21 | 22 | 23 | 24 | 25 | 26 | 27 | 28 | 29 | 30 | 31 | 32 | 33 | 34 | 35 | 36 | 37 | 38 | 39 | 40 | 41 | 42 | 43 | 44 | 45 | 46 | 47 | 48 | 49 | 50 | 51 | 52 | 53
|  | Calculation | Units | 2024 | 2025 | 2026 | 2027 | 2028 | 2029 | 2030 | 2031 | 2032 | 2033 | 2034 | 2035 | 2036 | 2037 | 2038 | 2039 | 2040 | 2041 | 2042 | 2043 | 2044 | 2045 | 2046 | 2047 | 2048 | 2049 | 2050 | 2051 | 2052 | 2053 | 2054 | 2055 | 2056 | 2057 | 2058 | 2059 | 2060 | 2061 | 2062 | 2063 | 2064 | 2065 | 2066 | 2067 | 2068 | 2069 | 2070 | 2071 | 2072 | 2073 | 2074 | 2075 | 2076
Investment | Asset Replacement | [Add notes here] | bar: 0 to RIIO-ED13 53
| Please specify | [Add notes here] | bar: 0 to RIIO-ED13 53
| Please specify | [Add notes here] | bar: 0 to RIIO-ED13 53
| Please specify | [Add notes here] | bar: 0 to RIIO-ED13 53
| Please specify | [Add notes here] | bar: 0 to RIIO-ED13 53
| Total investment |  | £m | 0 | 0 | 0 | 0 | 0 | 0 | 0 | 0 | 0 | 0 | 0 | 0 | 0 | 0 | 0 | 0 | 0 | 0 | 0 | 0 | 0 | 0 | 0 | 0 | 0 | 0 | 0 | 0 | 0 | 0 | 0 | 0 | 0 | 0 | 0 | 0 | 0 | 0 | 0 | 0 | 0 | 0 | 0 | 0 | 0 | 0 | 0 | 0 | 0 | 0 | 0 | 0 | 0
Avoided DNO costs | Inspections & Maintenance | bar: 0 to RIIO-ED13 53
Asset Replacement | bar: 0 to RIIO-ED13 53
| Please specify | [Add notes here] | bar: 0 to RIIO-ED13 53
| Please specify | [Add notes here] | bar: 0 to RIIO-ED13 53
| Please specify | [Add notes here] | bar: 0 to RIIO-ED13 53
| Please specify | [Add notes here] | bar: 0 to RIIO-ED13 53
| Total avoided DNO costs |  | £m | 0 | 0 | 0 | 0 | 0 | 0 | 0 | 0 | 0 | 0 | 0 | 0 | 0 | 0 | 0 | 0 | 0 | 0 | 0 | 0 | 0 | 0 | 0 | 0 | 0 | 0 | 0 | 0 | 0 | 0 | 0 | 0 | 0 | 0 | 0 | 0 | 0 | 0 | 0 | 0 | 0 | 0 | 0 | 0 | 0 | 0 | 0 | 0 | 0 | 0 | 0 | 0 | 0
| Total DNO net benefits before capitalisation | (1) = investment + DNO benefits | £m | 0 | 0 | 0 | 0 | 0 | 0 | 0 | 0 | 0 | 0 | 0 | 0 | 0 | 0 | 0 | 0 | 0 | 0 | 0 | 0 | 0 | 0 | 0 | 0 | 0 | 0 | 0 | 0 | 0 | 0 | 0 | 0 | 0 | 0 | 0 | 0 | 0 | 0 | 0 | 0 | 0 | 0 | 0 | 0 | 0 | 0 | 0 | 0 | 0 | 0 | 0 | 0 | 0
| Capitalisation rates | (2) | % | 70% | 70% | 70% | 70% | 70% | 70% | 70% | 70% | 70% | 70% | 70% | 70% | 70% | 70% | 70% | 70% | 70% | 70% | 70% | 70% | 70% | 70% | 70% | 70% | 70% | 70% | 70% | 70% | 70% | 70% | 70% | 70% | 70% | 70% | 70% | 70% | 70% | 70% | 70% | 70% | 70% | 70% | 70% | 70% | 70%
| Capitalised investment | (3)=(1)x(2) | £m | 0 | 0 | 0 | 0 | 0 | 0 | 0 | 0 | 0 | 0 | 0 | 0 | 0 | 0 | 0 | 0 | 0 | 0 | 0 | 0 | 0 | 0 | 0 | 0 | 0 | 0 | 0 | 0 | 0 | 0 | 0 | 0 | 0 | 0 | 0 | 0 | 0 | 0 | 0 | 0 | 0 | 0 | 0 | 0 | 0
| Investment to be expensed | (4)=(1)-(3) | £m | 0 | 0 | 0 | 0 | 0 | 0 | 0 | 0 | 0 | 0 | 0 | 0 | 0 | 0 | 0 | 0 | 0 | 0 | 0 | 0 | 0 | 0 | 0 | 0 | 0 | 0 | 0 | 0 | 0 | 0 | 0 | 0 | 0 | 0 | 0 | 0 | 0 | 0 | 0 | 0 | 0 | 0 | 0 | 0 | 0
| Depn of 2024 additions | (5)2024=(3)2024*Dep_ratet | £m |  | 0 | 0 | 0 | 0 | 0 | 0 | 0 | 0 | 0 | 0 | 0 | 0 | 0 | 0 | 0 | 0 | 0 | 0 | 0 | 0 | 0 | 0 | 0 | 0 | 0 | 0 | 0 | 0 | 0 | 0 | 0 | 0 | 0 | 0 | 0 | 0 | 0 | 0 | 0 | 0 | 0 | 0 | 0 | 0 | 0
| Depn of 2025 additions | (5)2025=(3)2025*Dep_ratet | £m |  |  | 0 | 0 | 0 | 0 | 0 | 0 | 0 | 0 | 0 | 0 | 0 | 0 | 0 | 0 | 0 | 0 | 0 | 0 | 0 | 0 | 0 | 0 | 0 | 0 | 0 | 0 | 0 | 0 | 0 | 0 | 0 | 0 | 0 | 0 | 0 | 0 | 0 | 0 | 0 | 0 | 0 | 0 | 0 | 0 | 0
| Depn of 2026 additions | (5)2026=(3)2026*Dep_ratet | £m |  |  |  | 0 | 0 | 0 | 0 | 0 | 0 | 0 | 0 | 0 | 0 | 0 | 0 | 0 | 0 | 0 | 0 | 0 | 0 | 0 | 0 | 0 | 0 | 0 | 0 | 0 | 0 | 0 | 0 | 0 | 0 | 0 | 0 | 0 | 0 | 0 | 0 | 0 | 0 | 0 | 0 | 0 | 0 | 0 | 0 | 0
| Depn of 2027 additions | (5)2027=(3)2027*Dep_ratet | £m |  |  |  |  | 0 | 0 | 0 | 0 | 0 | 0 | 0 | 0 | 0 | 0 | 0 | 0 | 0 | 0 | 0 | 0 | 0 | 0 | 0 | 0 | 0 | 0 | 0 | 0 | 0 | 0 | 0 | 0 | 0 | 0 | 0 | 0 | 0 | 0 | 0 | 0 | 0 | 0 | 0 | 0 | 0 | 0 | 0 | 0 | 0
| Depn of 2028 additions | (5)2028=(3)2028*Dep_ratet | £m | [5 empty] | 0 | 0 | 0 | 0 | 0 | 0 | 0 | 0 | 0 | 0 | 0 | 0 | 0 | 0 | 0 | 0 | 0 | 0 | 0 | 0 | 0 | 0 | 0 | 0 | 0 | 0 | 0 | 0 | 0 | 0 | 0 | 0 | 0 | 0 | 0 | 0 | 0 | 0 | 0 | 0 | 0 | 0 | 0 | 0 | 0
| Depn of 2029 additions | (5)2029=(3)2029*Dep_ratet | £m | [6 empty] | 0 | 0 | 0 | 0 | 0 | 0 | 0 | 0 | 0 | 0 | 0 | 0 | 0 | 0 | 0 | 0 | 0 | 0 | 0 | 0 | 0 | 0 | 0 | 0 | 0 | 0 | 0 | 0 | 0 | 0 | 0 | 0 | 0 | 0 | 0 | 0 | 0 | 0 | 0 | 0 | 0 | 0 | 0 | 0 | 0
| Depn of 2030 additions | (5)2030=(3)2030*Dep_ratet | £m | [7 empty] | 0 | 0 | 0 | 0 | 0 | 0 | 0 | 0 | 0 | 0 | 0 | 0 | 0 | 0 | 0 | 0 | 0 | 0 | 0 | 0 | 0 | 0 | 0 | 0 | 0 | 0 | 0 | 0 | 0 | 0 | 0 | 0 | 0 | 0 | 0 | 0 | 0 | 0 | 0 | 0 | 0 | 0 | 0 | 0 | 0
| Depn of 2031 additions | (5)2031=(3)2031*Dep_ratet | £m | [8 empty] | 0 | 0 | 0 | 0 | 0 | 0 | 0 | 0 | 0 | 0 | 0 | 0 | 0 | 0 | 0 | 0 | 0 | 0 | 0 | 0 | 0 | 0 | 0 | 0 | 0 | 0 | 0 | 0 | 0 | 0 | 0 | 0 | 0 | 0 | 0 | 0 | 0 | 0 | 0 | 0 | 0 | 0 | 0 | 0 | 0
| Depn of 2032 additions | (5)2032=(3)2032*Dep_ratet | £m | [9 empty] | 0 | 0 | 0 | 0 | 0 | 0 | 0 | 0 | 0 | 0 | 0 | 0 | 0 | 0 | 0 | 0 | 0 | 0 | 0 | 0 | 0 | 0 | 0 | 0 | 0 | 0 | 0 | 0 | 0 | 0 | 0 | 0 | 0 | 0 | 0 | 0 | 0 | 0 | 0 | 0 | 0 | 0 | 0 | 0
| Depn of 2033 additions | (5)2033=(3)2033*Dep_ratet | £m | [10 empty] | 0 | 0 | 0 | 0 | 0 | 0 | 0 | 0 | 0 | 0 | 0 | 0 | 0 | 0 | 0 | 0 | 0 | 0 | 0 | 0 | 0 | 0 | 0 | 0 | 0 | 0 | 0 | 0 | 0 | 0 | 0 | 0 | 0 | 0 | 0 | 0 | 0 | 0 | 0 | 0 | 0 | 0 | 0
| Depn of 2034 additions | (5)2034=(3)2034*Dep_ratet | £m | [11 empty] | 0 | 0 | 0 | 0 | 0 | 0 | 0 | 0 | 0 | 0 | 0 | 0 | 0 | 0 | 0 | 0 | 0 | 0 | 0 | 0 | 0 | 0 | 0 | 0 | 0 | 0 | 0 | 0 | 0 | 0 | 0 | 0 | 0 | 0 | 0 | 0 | 0 | 0 | 0 | 0 | 0 | 0
| Depn of 2035 additions | (5)2035=(3)2035*Dep_ratet | £m | [12 empty] | 0 | 0 | 0 | 0 | 0 | 0 | 0 | 0 | 0 | 0 | 0 | 0 | 0 | 0 | 0 | 0 | 0 | 0 | 0 | 0 | 0 | 0 | 0 | 0 | 0 | 0 | 0 | 0 | 0 | 0 | 0 | 0 | 0 | 0 | 0 | 0 | 0 | 0 | 0 | 0 | 0
| Depn of 2036 additions | (5)2036=(3)2036*Dep_ratet | £m | [13 empty] | 0 | 0 | 0 | 0 | 0 | 0 | 0 | 0 | 0 | 0 | 0 | 0 | 0 | 0 | 0 | 0 | 0 | 0 | 0 | 0 | 0 | 0 | 0 | 0 | 0 | 0 | 0 | 0 | 0 | 0 | 0 | 0 | 0 | 0 | 0 | 0 | 0 | 0 | 0 | 0
| Depn of 2037 additions | (5)2037=(3)2037*Dep_ratet | £m | [14 empty] | 0 | 0 | 0 | 0 | 0 | 0 | 0 | 0 | 0 | 0 | 0 | 0 | 0 | 0 | 0 | 0 | 0 | 0 | 0 | 0 | 0 | 0 | 0 | 0 | 0 | 0 | 0 | 0 | 0 | 0 | 0 | 0 | 0 | 0 | 0 | 0 | 0 | 0 | 0
| Depn of 2038 additions | (5)2038=(3)2038*Dep_ratet | £m | [15 empty] | 0 | 0 | 0 | 0 | 0 | 0 | 0 | 0 | 0 | 0 | 0 | 0 | 0 | 0 | 0 | 0 | 0 | 0 | 0 | 0 | 0 | 0 | 0 | 0 | 0 | 0 | 0 | 0 | 0 | 0 | 0 | 0 | 0 | 0 | 0 | 0 | 0 | 0
| Depn of 2039 additions | (5)2039=(3)2039*Dep_ratet | £m | [16 empty] | 0 | 0 | 0 | 0 | 0 | 0 | 0 | 0 | 0 | 0 | 0 | 0 | 0 | 0 | 0 | 0 | 0 | 0 | 0 | 0 | 0 | 0 | 0 | 0 | 0 | 0 | 0 | 0 | 0 | 0 | 0 | 0 | 0 | 0 | 0 | 0 | 0
| Depn of 2040 additions | (5)2040=(3)2040*Dep_ratet | £m | [17 empty] | 0 | 0 | 0 | 0 | 0 | 0 | 0 | 0 | 0 | 0 | 0 | 0 | 0 | 0 | 0 | 0 | 0 | 0 | 0 | 0 | 0 | 0 | 0 | 0 | 0 | 0 | 0 | 0 | 0 | 0 | 0 | 0 | 0 | 0 | 0 | 0
| Depn of 2041 additions | (5)2041=(3)2041*Dep_ratet | £m | [18 empty] | 0 | 0 | 0 | 0 | 0 | 0 | 0 | 0 | 0 | 0 | 0 | 0 | 0 | 0 | 0 | 0 | 0 | 0 | 0 | 0 | 0 | 0 | 0 | 0 | 0 | 0 | 0 | 0 | 0 | 0 | 0 | 0 | 0 | 0 | 0
| Depn of 2042 additions | (5)2042=(3)2042*Dep_ratet | £m | [19 empty] | 0 | 0 | 0 | 0 | 0 | 0 | 0 | 0 | 0 | 0 | 0 | 0 | 0 | 0 | 0 | 0 | 0 | 0 | 0 | 0 | 0 | 0 | 0 | 0 | 0 | 0 | 0 | 0 | 0 | 0 | 0 | 0 | 0 | 0
| Depn of 2043 additions | (5)2043=(3)2043*Dep_ratet | £m | [20 empty] | 0 | 0 | 0 | 0 | 0 | 0 | 0 | 0 | 0 | 0 | 0 | 0 | 0 | 0 | 0 | 0 | 0 | 0 | 0 | 0 | 0 | 0 | 0 | 0 | 0 | 0 | 0 | 0 | 0 | 0 | 0 | 0 | 0
| Depn of 2044 additions | (5)2044=(3)2044*Dep_ratet | £m | [21 empty] | 0 | 0 | 0 | 0 | 0 | 0 | 0 | 0 | 0 | 0 | 0 | 0 | 0 | 0 | 0 | 0 | 0 | 0 | 0 | 0 | 0 | 0 | 0 | 0 | 0 | 0 | 0 | 0 | 0 | 0 | 0 | 0
| Depn of 2045 additions | (5)2045=(3)2045*Dep_ratet | 0: £m; RIIO-ED6 23: 0; RIIO-ED6 24: 0; RIIO-ED6 25: 0; RIIO-ED7 26: 0; RIIO-ED7 27: 0; RIIO-ED7 28: 0; RIIO-ED7 29: 0; RIIO-ED8 30: 0; RIIO-ED8 31: 0; RIIO-ED8 32: 0; RIIO-ED8 33: 0; RIIO-ED9 34: 0; RIIO-ED9 35: 0; RIIO-ED9 36: 0; RIIO-ED9 37: 0; RIIO-ED10 38: 0; RIIO-ED10 39: 0; RIIO-ED10 40: 0; RIIO-ED10 41: 0; RIIO-ED11 42: 0; RIIO-ED11 43: 0; RIIO-ED11 44: 0; RIIO-ED11 45: 0; RIIO-ED12 46: 0; RIIO-ED12 47: 0; RIIO-ED12 48: 0; RIIO-ED12 49: 0; RIIO-ED13 50: 0; RIIO-ED13 51: 0; RIIO-ED13 52: 0; RIIO-ED13 53: 0
| Depn of 2046 additions | (5)2046=(3)2046*Dep_ratet | 0: £m; RIIO-ED6 24: 0; RIIO-ED6 25: 0; RIIO-ED7 26: 0; RIIO-ED7 27: 0; RIIO-ED7 28: 0; RIIO-ED7 29: 0; RIIO-ED8 30: 0; RIIO-ED8 31: 0; RIIO-ED8 32: 0; RIIO-ED8 33: 0; RIIO-ED9 34: 0; RIIO-ED9 35: 0; RIIO-ED9 36: 0; RIIO-ED9 37: 0; RIIO-ED10 38: 0; RIIO-ED10 39: 0; RIIO-ED10 40: 0; RIIO-ED10 41: 0; RIIO-ED11 42: 0; RIIO-ED11 43: 0; RIIO-ED11 44: 0; RIIO-ED11 45: 0; RIIO-ED12 46: 0; RIIO-ED12 47: 0; RIIO-ED12 48: 0; RIIO-ED12 49: 0; RIIO-ED13 50: 0; RIIO-ED13 51: 0; RIIO-ED13 52: 0; RIIO-ED13 53: 0
| Depn of 2047 additions | (5)2047=(3)2047*Dep_ratet | 0: £m; RIIO-ED6 25: 0; RIIO-ED7 26: 0; RIIO-ED7 27: 0; RIIO-ED7 28: 0; RIIO-ED7 29: 0; RIIO-ED8 30: 0; RIIO-ED8 31: 0; RIIO-ED8 32: 0; RIIO-ED8 33: 0; RIIO-ED9 34: 0; RIIO-ED9 35: 0; RIIO-ED9 36: 0; RIIO-ED9 37: 0; RIIO-ED10 38: 0; RIIO-ED10 39: 0; RIIO-ED10 40: 0; RIIO-ED10 41: 0; RIIO-ED11 42: 0; RIIO-ED11 43: 0; RIIO-ED11 44: 0; RIIO-ED11 45: 0; RIIO-ED12 46: 0; RIIO-ED12 47: 0; RIIO-ED12 48: 0; RIIO-ED12 49: 0; RIIO-ED13 50: 0; RIIO-ED13 51: 0; RIIO-ED13 52: 0; RIIO-ED13 53: 0
| Depn of 2048 additions | (5)2048=(3)2048*Dep_ratet | 0: £m; RIIO-ED7 26: 0; RIIO-ED7 27: 0; RIIO-ED7 28: 0; RIIO-ED7 29: 0; RIIO-ED8 30: 0; RIIO-ED8 31: 0; RIIO-ED8 32: 0; RIIO-ED8 33: 0; RIIO-ED9 34: 0; RIIO-ED9 35: 0; RIIO-ED9 36: 0; RIIO-ED9 37: 0; RIIO-ED10 38: 0; RIIO-ED10 39: 0; RIIO-ED10 40: 0; RIIO-ED10 41: 0; RIIO-ED11 42: 0; RIIO-ED11 43: 0; RIIO-ED11 44: 0; RIIO-ED11 45: 0; RIIO-ED12 46: 0; RIIO-ED12 47: 0; RIIO-ED12 48: 0; RIIO-ED12 49: 0; RIIO-ED13 50: 0; RIIO-ED13 51: 0; RIIO-ED13 52: 0; RIIO-ED13 53: 0
| Depn of 2049 additions | (5)2049=(3)2049*Dep_ratet | 0: £m; RIIO-ED7 27: 0; RIIO-ED7 28: 0; RIIO-ED7 29: 0; RIIO-ED8 30: 0; RIIO-ED8 31: 0; RIIO-ED8 32: 0; RIIO-ED8 33: 0; RIIO-ED9 34: 0; RIIO-ED9 35: 0; RIIO-ED9 36: 0; RIIO-ED9 37: 0; RIIO-ED10 38: 0; RIIO-ED10 39: 0; RIIO-ED10 40: 0; RIIO-ED10 41: 0; RIIO-ED11 42: 0; RIIO-ED11 43: 0; RIIO-ED11 44: 0; RIIO-ED11 45: 0; RIIO-ED12 46: 0; RIIO-ED12 47: 0; RIIO-ED12 48: 0; RIIO-ED12 49: 0; RIIO-ED13 50: 0; RIIO-ED13 51: 0; RIIO-ED13 52: 0; RIIO-ED13 53: 0
| Depn of 2050 additions | (5)2050=(3)2050*Dep_ratet | 0: £m; RIIO-ED7 28: 0; RIIO-ED7 29: 0; RIIO-ED8 30: 0; RIIO-ED8 31: 0; RIIO-ED8 32: 0; RIIO-ED8 33: 0; RIIO-ED9 34: 0; RIIO-ED9 35: 0; RIIO-ED9 36: 0; RIIO-ED9 37: 0; RIIO-ED10 38: 0; RIIO-ED10 39: 0; RIIO-ED10 40: 0; RIIO-ED10 41: 0; RIIO-ED11 42: 0; RIIO-ED11 43: 0; RIIO-ED11 44: 0; RIIO-ED11 45: 0; RIIO-ED12 46: 0; RIIO-ED12 47: 0; RIIO-ED12 48: 0; RIIO-ED12 49: 0; RIIO-ED13 50: 0; RIIO-ED13 51: 0; RIIO-ED13 52: 0; RIIO-ED13 53: 0
| Depn of 2051 additions | (5)2051=(3)2051*Dep_ratet | 0: £m; RIIO-ED7 29: 0; RIIO-ED8 30: 0; RIIO-ED8 31: 0; RIIO-ED8 32: 0; RIIO-ED8 33: 0; RIIO-ED9 34: 0; RIIO-ED9 35: 0; RIIO-ED9 36: 0; RIIO-ED9 37: 0; RIIO-ED10 38: 0; RIIO-ED10 39: 0; RIIO-ED10 40: 0; RIIO-ED10 41: 0; RIIO-ED11 42: 0; RIIO-ED11 43: 0; RIIO-ED11 44: 0; RIIO-ED11 45: 0; RIIO-ED12 46: 0; RIIO-ED12 47: 0; RIIO-ED12 48: 0; RIIO-ED12 49: 0; RIIO-ED13 50: 0; RIIO-ED13 51: 0; RIIO-ED13 52: 0; RIIO-ED13 53: 0
| Depn of 2052 additions | (5)2052=(3)2052*Dep_ratet | 0: £m; RIIO-ED8 30: 0; RIIO-ED8 31: 0; RIIO-ED8 32: 0; RIIO-ED8 33: 0; RIIO-ED9 34: 0; RIIO-ED9 35: 0; RIIO-ED9 36: 0; RIIO-ED9 37: 0; RIIO-ED10 38: 0; RIIO-ED10 39: 0; RIIO-ED10 40: 0; RIIO-ED10 41: 0; RIIO-ED11 42: 0; RIIO-ED11 43: 0; RIIO-ED11 44: 0; RIIO-ED11 45: 0; RIIO-ED12 46: 0; RIIO-ED12 47: 0; RIIO-ED12 48: 0; RIIO-ED12 49: 0; RIIO-ED13 50: 0; RIIO-ED13 51: 0; RIIO-ED13 52: 0; RIIO-ED13 53: 0
| Depn of 2053 additions | (5)2053=(3)2053*Dep_ratet | 0: £m; RIIO-ED8 31: 0; RIIO-ED8 32: 0; RIIO-ED8 33: 0; RIIO-ED9 34: 0; RIIO-ED9 35: 0; RIIO-ED9 36: 0; RIIO-ED9 37: 0; RIIO-ED10 38: 0; RIIO-ED10 39: 0; RIIO-ED10 40: 0; RIIO-ED10 41: 0; RIIO-ED11 42: 0; RIIO-ED11 43: 0; RIIO-ED11 44: 0; RIIO-ED11 45: 0; RIIO-ED12 46: 0; RIIO-ED12 47: 0; RIIO-ED12 48: 0; RIIO-ED12 49: 0; RIIO-ED13 50: 0; RIIO-ED13 51: 0; RIIO-ED13 52: 0; RIIO-ED13 53: 0
| Depreciation | (5)=∑(5)t | £m | 0 | 0 | 0 | 0 | 0 | 0 | 0 | 0 | 0 | 0 | 0 | 0 | 0 | 0 | 0 | 0 | 0 | 0 | 0 | 0 | 0 | 0 | 0 | 0 | 0 | 0 | 0 | 0 | 0 | 0 | 0 | 0 | 0 | 0 | 0 | 0 | 0 | 0 | 0 | 0 | 0 | 0 | 0 | 0 | 0 | 0 | 0 | 0 | 0 | 0 | 0 | 0 | 0
| Opening RAV balance | (6op)t=(6cl)t-1 | £m | 0 | 0 | 0 | 0 | 0 | 0 | 0 | 0 | 0 | 0 | 0 | 0 | 0 | 0 | 0 | 0 | 0 | 0 | 0 | 0 | 0 | 0 | 0 | 0 | 0 | 0 | 0 | 0 | 0 | 0 | 0 | 0 | 0 | 0 | 0 | 0 | 0 | 0 | 0 | 0 | 0 | 0 | 0 | 0 | 0 | 0 | 0 | 0 | 0 | 0 | 0 | 0 | 0
| Discounted RAV balance | (6D)=(6cl)*(1/1+WACC)) | £m | 0 | 0 | 0 | 0 | 0 | 0 | 0 | 0 | 0 | 0 | 0 | 0 | 0 | 0 | 0 | 0 | 0 | 0 | 0 | 0 | 0 | 0 | 0 | 0 | 0 | 0 | 0 | 0 | 0 | 0 | 0 | 0 | 0 | 0 | 0 | 0 | 0 | 0 | 0 | 0 | 0 | 0 | 0 | 0 | 0 | 0 | 0 | 0 | 0 | 0 | 0 | 0 | 0
| Closing RAV balance | (6cl)=(3)-(5)+(6op) | £m | 0 | 0 | 0 | 0 | 0 | 0 | 0 | 0 | 0 | 0 | 0 | 0 | 0 | 0 | 0 | 0 | 0 | 0 | 0 | 0 | 0 | 0 | 0 | 0 | 0 | 0 | 0 | 0 | 0 | 0 | 0 | 0 | 0 | 0 | 0 | 0 | 0 | 0 | 0 | 0 | 0 | 0 | 0 | 0 | 0 | 0 | 0 | 0 | 0 | 0 | 0 | 0 | 0
| Cost of Capital | (6)=avg[(6D),(6op)]xWACC | £m | 0 | 0 | 0 | 0 | 0 | 0 | 0 | 0 | 0 | 0 | 0 | 0 | 0 | 0 | 0 | 0 | 0 | 0 | 0 | 0 | 0 | 0 | 0 | 0 | 0 | 0 | 0 | 0 | 0 | 0 | 0 | 0 | 0 | 0 | 0 | 0 | 0 | 0 | 0 | 0 | 0 | 0 | 0 | 0 | 0 | 0 | 0 | 0 | 0 | 0 | 0 | 0 | 0
| Total Net DNO benefits | (7)=(4)+(5)+(6) | £m | 0 | 0 | 0 | 0 | 0 | 0 | 0 | 0 | 0 | 0 | 0 | 0 | 0 | 0 | 0 | 0 | 0 | 0 | 0 | 0 | 0 | 0 | 0 | 0 | 0 | 0 | 0 | 0 | 0 | 0 | 0 | 0 | 0 | 0 | 0 | 0 | 0 | 0 | 0 | 0 | 0 | 0 | 0 | 0 | 0 | 0 | 0 | 0 | 0 | 0 | 0 | 0 | 0
Societal benefits (£m) i.e. costs avoided | Losses |  | £m | 0 | 0 | 0 | 0 | 0 | 0 | 0 | 0 | 0 | 0 | 0 | 0 | 0 | 0 | 0 | 0 | 0 | 0 | 0 | 0 | 0 | 0 | 0 | 0 | 0 | 0 | 0 | 0 | 0 | 0 | 0 | 0 | 0 | 0 | 0 | 0 | 0 | 0 | 0 | 0 | 0 | 0 | 0 | 0 | 0 | 0 | 0 | 0 | 0 | 0 | 0 | 0 | 0
| CO2e associated with losses |  | £m | 0 | 0 | 0 | 0 | 0 | 0 | 0 | 0 | 0 | 0 | 0 | 0 | 0 | 0 | 0 | 0 | 0 | 0 | 0 | 0 | 0 | 0 | 0 | 0 | 0 | 0 | 0 | 0 | 0 | 0 | 0 | 0 | 0 | 0 | 0 | 0 | 0 | 0 | 0 | 0 | 0 | 0 | 0 | 0 | 0 | 0 | 0 | 0 | 0 | 0 | 0 | 0 | 0
| Customer interruptions (CI) |  | £m | 0 | 0 | 0 | 0 | 0 | 0 | 0 | 0 | 0 | 0 | 0 | 0 | 0 | 0 | 0 | 0 | 0 | 0 | 0 | 0 | 0 | 0 | 0 | 0 | 0 | 0 | 0 | 0 | 0 | 0 | 0 | 0 | 0 | 0 | 0 | 0 | 0 | 0 | 0 | 0 | 0 | 0 | 0 | 0 | 0 | 0 | 0 | 0 | 0 | 0 | 0 | 0 | 0
| Customer minutes lost (CML) |  | £m | 0 | 0 | 0 | 0 | 0 | 0 | 0 | 0 | 0 | 0 | 0 | 0 | 0 | 0 | 0 | 0 | 0 | 0 | 0 | 0 | 0 | 0 | 0 | 0 | 0 | 0 | 0 | 0 | 0 | 0 | 0 | 0 | 0 | 0 | 0 | 0 | 0 | 0 | 0 | 0 | 0 | 0 | 0 | 0 | 0 | 0 | 0 | 0 | 0 | 0 | 0 | 0 | 0
| Other GHG emissions (CO2e) i.e. not associated with losses |  | £m | 0 | 0 | 0 | 0 | 0 | 0 | 0 | 0 | 0 | 0 | 0 | 0 | 0 | 0 | 0 | 0 | 0 | 0 | 0 | 0 | 0 | 0 | 0 | 0 | 0 | 0 | 0 | 0 | 0 | 0 | 0 | 0 | 0 | 0 | 0 | 0 | 0 | 0 | 0 | 0 | 0 | 0 | 0 | 0 | 0 | 0 | 0 | 0 | 0 | 0 | 0 | 0 | 0
| Fatality |  | £m | 0 | 0 | 0 | 0 | 0 | 0 | 0 | 0 | 0 | 0 | 0 | 0 | 0 | 0 | 0 | 0 | 0 | 0 | 0 | 0 | 0 | 0 | 0 | 0 | 0 | 0 | 0 | 0 | 0 | 0 | 0 | 0 | 0 | 0 | 0 | 0 | 0 | 0 | 0 | 0 | 0 | 0 | 0 | 0 | 0 | 0 | 0 | 0 | 0 | 0 | 0 | 0 | 0
| Major injury |  | £m | 0 | 0 | 0 | 0 | 0 | 0 | 0 | 0 | 0 | 0 | 0 | 0 | 0 | 0 | 0 | 0 | 0 | 0 | 0 | 0 | 0 | 0 | 0 | 0 | 0 | 0 | 0 | 0 | 0 | 0 | 0 | 0 | 0 | 0 | 0 | 0 | 0 | 0 | 0 | 0 | 0 | 0 | 0 | 0 | 0 | 0 | 0 | 0 | 0 | 0 | 0 | 0 | 0
| Oil leakage |  | £m | 0 | 0 | 0 | 0 | 0 | 0 | 0 | 0 | 0 | 0 | 0 | 0 | 0 | 0 | 0 | 0 | 0 | 0 | 0 | 0 | 0 | 0 | 0 | 0 | 0 | 0 | 0 | 0 | 0 | 0 | 0 | 0 | 0 | 0 | 0 | 0 | 0 | 0 | 0 | 0 | 0 | 0 | 0 | 0 | 0 | 0 | 0 | 0 | 0 | 0 | 0 | 0 | 0
Other 1 (specify) | bar: 0 to RIIO-ED13 53
Other 2 (specify) | bar: 0 to RIIO-ED13 53
Other 3 (specify) | bar: 0 to RIIO-ED13 53
| Total societal net benefits |  | £m | 0 | 0 | 0 | 0 | 0 | 0 | 0 | 0 | 0 | 0 | 0 | 0 | 0 | 0 | 0 | 0 | 0 | 0 | 0 | 0 | 0 | 0 | 0 | 0 | 0 | 0 | 0 | 0 | 0 | 0 | 0 | 0 | 0 | 0 | 0 | 0 | 0 | 0 | 0 | 0 | 0 | 0 | 0 | 0 | 0 | 0 | 0 | 0 | 0 | 0 | 0 | 0 | 0
| Net benefits |  | £m | 0 | 0 | 0 | 0 | 0 | 0 | 0 | 0 | 0 | 0 | 0 | 0 | 0 | 0 | 0 | 0 | 0 | 0 | 0 | 0 | 0 | 0 | 0 | 0 | 0 | 0 | 0 | 0 | 0 | 0 | 0 | 0 | 0 | 0 | 0 | 0 | 0 | 0 | 0 | 0 | 0 | 0 | 0 | 0 | 0 | 0 | 0 | 0 | 0 | 0 | 0 | 0 | 0
| Discount factor | =1/[(1+SRTP)^n] | % | 100% | 96.62% | 93.35% | 90.19% | 87.14% | 84.2% | 81.35% | 78.6% | 75.94% | 73.37% | 70.89% | 68.49% | 66.18% | 63.94% | 61.78% | 59.69% | 57.67% | 55.72% | 53.84% | 52.02% | 50.26% | 48.56% | 46.92% | 45.33% | 43.8% | 42.31% | 40.88% | 39.5% | 38.17% | 36.87% | 35.63% | 34.59% | 33.58% | 32.6% | 31.65% | 30.73% | 29.84% | 28.97% | 28.12% | 27.31% | 26.51% | 25.74% | 24.99% | 24.26% | 23.55% | 22.87% | 22.2% | 21.56% | 20.93% | 20.32% | 19.73% | 19.15% | 18.59%
| Discount factor (safety) | =1/[(1+PTPR)^n] | % | 100% | 98.52% | 97.07% | 95.63% | 94.22% | 92.83% | 91.45% | 90.1% | 88.77% | 87.46% | 86.17% | 84.89% | 83.64% | 82.4% | 81.18% | 79.99% | 78.8% | 77.64% | 76.49% | 75.36% | 74.25% | 73.15% | 72.07% | 71% | 69.95% | 68.92% | 67.9% | 66.9% | 65.91% | 64.94% | 63.98% | 63.16% | 62.36% | 61.57% | 60.79% | 60.02% | 59.25% | 58.5% | 57.76% | 57.03% | 56.3% | 55.59% | 54.88% | 54.18% | 53.5% | 52.82% | 52.15% | 51.48% | 50.83% | 50.19% | 49.55% | 48.92% | 48.3%
| Discounted net benefits |  | £m | 0 | 0 | 0 | 0 | 0 | 0 | 0 | 0 | 0 | 0 | 0 | 0 | 0 | 0 | 0 | 0 | 0 | 0 | 0 | 0 | 0 | 0 | 0 | 0 | 0 | 0 | 0 | 0 | 0 | 0 | 0 | 0 | 0 | 0 | 0 | 0 | 0 | 0 | 0 | 0 | 0 | 0 | 0 | 0 | 0 | 0 | 0 | 0 | 0 | 0 | 0 | 0 | 0
| Cumulative discounted net benefits |  | £m | 0 | 0 | 0 | 0 | 0 | 0 | 0 | 0 | 0 | 0 | 0 | 0 | 0 | 0 | 0 | 0 | 0 | 0 | 0 | 0 | 0 | 0 | 0 | 0 | 0 | 0 | 0 | 0 | 0 | 0 | 0 | 0 | 0 | 0 | 0 | 0 | 0 | 0 | 0 | 0 | 0 | 0 | 0 | 0 | 0 | 0 | 0 | 0 | 0 | 0 | 0 | 0 | 0
Non-DNO (eg societal) benefits
Enter values as increments (delta) relative to your reference scenario. Reductions are entered as positive numbers and increases as negative numbers.
Societal net benefits (impact relative to business as usual scenario) | Reduced/Increased losses |  | 0: MWh
| Reduced/Increased emissions associated with losses |  | tCO2e | 0 | 0 | 0 | 0 | 0 | 0 | 0 | 0 | 0 | 0 | 0 | 0 | 0 | 0 | 0 | 0 | 0 | 0 | 0 | 0 | 0 | 0 | 0 | 0 | 0 | 0 | 0 | 0 | 0 | 0 | 0 | 0 | 0 | 0 | 0 | 0 | 0 | 0 | 0 | 0 | 0 | 0 | 0 | 0 | 0 | 0 | 0 | 0 | 0 | 0 | 0 | 0 | 0
| Reduced/Increased number of customers interrupted |  | 0: no.
| Reduced/Increased customer minutes lost |  | 0: Mins
| Reduced/Increased emissions (not associated with losses)1 |  | 0: tCO2e
Reduced/Increased probability of fatality2 | bar: 0 to RIIO-ED13 53
Reduced/Increased probability of major injury2 | bar: 0 to RIIO-ED13 53
| Reduced/Increased oil leakage |  | 0: Litres
Monetised Risk - Memo Line | bar: 0 to RIIO-ED13 53
1 | Includes all GHG not associated with losses e.g. SF6 converted to tCO2e using Defra conversion factors
http://www.defra.gov.uk/publications/2012/05/30/pb13773-2012-ghg-conversion/
Where losses are entered in terms of MWh, the CO2e associated with those losses will be calculated based on an assumed GHG conversion factor. The tCO2e are monetised using DECC traded carbon values.
All other GHG emissions not associated with losses should be entered in row 90 to avoid double counting.
2 | http://www.hse.gov.uk/risk/theory/alarpcheck.htm
Please specify
Asset Replacement
Atypicals Non Sev Weather
Atypicals Non Sev Weather (excluded from Totex)
Atypicals Non Sev Weather (Non Price Control)
Blackstart
BT21CN
Civil Works Condition Driven
Closely Associated Indirects
Connection costs outside of the price control
Connections within the price control
Core BS
Core CAI
De Minimis
Directly remunerated services (excluding connections, other consented activities, legacy meters and de minimis)
Dismantlement
Diversions (Excluding Rail Electrification)
Diversions (Rail Electrification)
Environmental Reporting
Fault Level Reinforcement
Faults
Flood Mitigation
High Value Projects DPCR5
High Value Projects RIIO-ED1
High Value Projects RIIO-ED2
IFI & LCN Fund
Innovation in ED2 (NEW)
Inspections
Inspections & Maintenance
IT and Telecoms (Non-Op)
IT& Telecoms (Business Support)
Legacy meters
Legal & Safety
Losses
Monitoring equipment (Secondary Network)
Network Innovation Allowance (NIA)
Network Innovation Competition (NIC)
Network Operating Costs
New Transmission Capacity Charges
ONIs
Operational IT and telecoms
Operational Training (CAI)
Other consented Activities
Other costs within Price Control
Other Non Activity Based Costs
Out of Area Networks
Overhead Line Clearances
Pass through
Physical Security
Property (Non-Op)
Property Mgt
QoS & North of Scotland Resilience
Refurbishment NARM
Refurbishment SDI
Reinforcement (Primary Network)
Reinforcement (Secondary Network)
Remote Generation Opex
Repair and Maintenance
Rising and Lateral Mains
Severe Weather 1 in 20
Shetland
Small Tools and Equipment
Smart Metering Roll Out
Smart Meters
Substation Electricity
Tree Cutting
Vehicles and Transport (CAI)
Vehicles and Transport (Non-Op)
Visual Amenity
Wayleaves
Worst Served Customers
Whole Systems Cost - Other Electricity Distribution Licensees
Whole Systems Cost - Electricity Transmission Licensees
Note on B32: Ofgem: DNOs should add their own capitalisation rate assumptions in line with Business Plans where necessary. We have set a capitalisation rate of 85% as a default assumption.
Note on B101: Dheeraj Viswanath: This line records the total monetised risk of the modelled scenario. It acts as a cross-reference between the CBA and NARM BPDTs and should not directly link to any formulas in the CBA analysis above.

## Workings 5
Baseline Scenario
RIIO-ED2 Cost Benefit Analysis template
Workings / assumptions used for costing option 5
Use this sheet to provide details of assumptions and calculation methodology used in CBA model